{"text_format":"1","workbook":"xlsx","n_sheets":11,"sheets":["Recherche","PRODUITS FINIS","Quick Guide","Power Cable","Signal Cable","Power Adapter","Gasket","Acccessoires dans BOM","PF","BOM PF","TYPE DE PALETTES"],"not_rendered":{"charts":0,"images":2,"macros":1,"external_links":0,"defined_names":9,"comments":1,"pivot_tables":0},"unopened":[],"bounds":{"document_bytes":16777216,"sheet_cells":100000,"rows_first":2000,"rows_last":500,"rows_between":2000,"halvings":0,"cell_chars":16384,"cell_head_chars":4096},"cells_cut":0,"cells_raw":0,"read":"whole","date_system":"1900"}

{"sheet":"Recherche","index":0,"n_rows":11,"n_cols":11,"rows_kept":11,"cut":false,"hidden":false,"merged":[[11,0,26,15],[8,4,10,12],[0,0,1,12],[7,2,10,2],[2,3,10,3],[4,1,4,2],[2,0,5,0]]}
["Kitting UPM3"]
[]
[null,"Référence Pompe","Designation",null,"Kit associé","Reference","Description","Ref Sachet","Quantité/sachet","Nb Sachets","Nb Sachets/Demi Palette"]
[null,null,{"$f":"IF(ISNA(VLOOKUP(B4,'PRODUITS FINIS'!A:B,2,FALSE)),\"-\",VLOOKUP(B4,'PRODUITS FINIS'!A:B,2,FALSE))","v":"-"},null,"Quick Guide",{"$f":"IF(ISNA(VLOOKUP(B4,'Quick Guide'!A:D,3,FALSE)),\"-\",VLOOKUP(B4,'Quick Guide'!A:D,3,FALSE))","v":"-"},{"$f":"IF(ISNA(VLOOKUP(F4,'Quick Guide'!C:D,2,FALSE)),\"-\",VLOOKUP(F4,'Quick Guide'!C:D,2,FALSE))","v":"-"},{"$f":"IF(ISNA(VLOOKUP(G4,'Quick Guide'!D:E,2,FALSE)),\"-\",VLOOKUP(G4,'Quick Guide'!D:E,2,FALSE))","v":"-"},{"$f":"IF(H4=\"RGP72\",10,\"-\")","v":"-"},{"$f":"IF(B7=0,\"-\",IF(H4=\"-\",\"-\",IF($C$7=\"DEMI-PALETTE\",\"-\",IF(B7<10,1,IF($C$7=\"NORMALE\",ROUNDUP(B7/I4,0),\"-\")))))","v":"-"},{"$f":"IF(F4=\"-\",\"-\",IF(B7=0,\"-\",IF($C$7=\"NORMALE\",\"-\",IF(B7<10,1,IF($C$7=\"DEMI-PALETTE\",ROUNDUP((B7/2)/I4,0),\"-\")))))","v":"-"}]
[null,null,null,null,"Power Cable",{"$f":"IF(ISNA(VLOOKUP(B4,'Power Cable'!A:D,3,FALSE)),\"-\",VLOOKUP(B4,'Power Cable'!A:D,3,FALSE))","v":"-"},{"$f":"IF(ISNA(VLOOKUP(F5,'Power Cable'!C:D,2,FALSE)),\"-\",VLOOKUP(F5,'Power Cable'!C:D,2,FALSE))","v":"-"},{"$f":"IF(ISNA(VLOOKUP(G5,'Power Cable'!D:E,2,FALSE)),\"-\",VLOOKUP(G5,'Power Cable'!D:E,2,FALSE))","v":"-"},{"$f":"IF(ISNA(VLOOKUP(F5,'Power Cable'!C:F,4,FALSE)),\"-\",VLOOKUP(F5,'Power Cable'!C:F,4,FALSE))","v":"-"},{"$f":"IF(B8=0,\"-\",IF(H5=\"-\",\"-\",IF($C$7=\"DEMI-PALETTE\",\"-\",IF(B8<10,1,IF($C$7=\"NORMALE\",ROUNDUP(B8/I5,0),\"-\")))))","v":"-"},{"$f":"IF(F5=\"-\",\"-\",IF(B8=0,\"-\",IF($C$7=\"NORMALE\",\"-\",IF(B8<10,1,IF($C$7=\"DEMI-PALETTE\",ROUNDUP((B8/2)/I5,0),\"-\")))))","v":"-"}]
[null,"Quantité","Type de palette",null,"Signal Cable",{"$f":"IF(ISNA(VLOOKUP(B4,'Signal Cable'!A:D,3,FALSE)),\"-\",VLOOKUP(B4,'Signal Cable'!A:D,3,FALSE))","v":"-"},{"$f":"IF(ISNA(VLOOKUP(F6,'Signal Cable'!C:D,2,FALSE)),\"-\",VLOOKUP(F6,'Signal Cable'!C:D,2,FALSE))","v":"-"},{"$f":"IF(ISNA(VLOOKUP(G6,'Signal Cable'!D:E,2,FALSE)),\"-\",VLOOKUP(G6,'Signal Cable'!D:E,2,FALSE))","v":"-"},{"$f":"IF(H6=91080122,105,\"-\")","v":"-"},{"$f":"IF(B9=0,\"-\",IF(H6=\"-\",\"-\",IF($C$7=\"DEMI-PALETTE\",\"-\",IF(B9<10,1,IF($C$7=\"NORMALE\",ROUNDUP(B9/I6,0),\"-\")))))","v":"-"},{"$f":"IF(F6=\"-\",\"-\",IF(B9=0,\"-\",IF($C$7=\"NORMALE\",\"-\",IF(B9<10,1,IF($C$7=\"DEMI-PALETTE\",ROUNDUP((B9/2)/I6,0),\"-\")))))","v":"-"}]
["Quick Guide",null,null,null,"Power Adapter",{"$f":"IF(ISNA(VLOOKUP(B4,'Power Adapter'!A:D,3,FALSE)),\"-\",VLOOKUP(B4,'Power Adapter'!A:D,3,FALSE))","v":"-"},{"$f":"IF(ISNA(VLOOKUP(F7,'Power Adapter'!C:D,2,FALSE)),\"-\",VLOOKUP(F7,'Power Adapter'!C:D,2,FALSE))","v":"-"},{"$f":"IF(ISNA(VLOOKUP(G7,'Power Adapter'!D:E,2,FALSE)),\"-\",VLOOKUP(G7,'Power Adapter'!D:E,2,FALSE))","v":"-"},{"$f":"IF(H7=91080122,140,\"-\")","v":"-"},{"$f":"IF(B10=0,\"-\",IF(H7=\"-\",\"-\",IF($C$7=\"DEMI-PALETTE\",\"-\",IF(B10<140,1,IF($C$7=\"NORMALE\",ROUNDUP(B10/I7,0),\"-\")))))","v":"-"},{"$f":"IF(F7=\"-\",\"-\",IF(B10=0,\"-\",IF($C$7=\"NORMALE\",\"-\",IF(B10<140,1,IF($C$7=\"DEMI-PALETTE\",ROUNDUP((B10/2)/I7,0),\"-\")))))","v":"-"}]
["Power Cable",null,null,null,"Gasket",{"$f":"IF(ISNA(VLOOKUP(B4,Gasket!A:D,3,FALSE)),\"-\",VLOOKUP(B4,Gasket!A:D,3,FALSE))","v":"-"},{"$f":"IF(ISNA(VLOOKUP(F8,Gasket!C:D,2,FALSE)),\"-\",VLOOKUP(F8,Gasket!C:D,2,FALSE))","v":"-"},{"$f":"IF(ISNA(VLOOKUP(G8,Gasket!D:E,2,FALSE)),\"-\",VLOOKUP(G8,Gasket!D:E,2,FALSE))","v":"-"},{"$f":"IF(H8=\"RGP72\",70,\"-\")","v":"-"},{"$f":"IF(B11=0,\"-\",IF(H8=\"-\",\"-\",IF($C$7=\"DEMI-PALETTE\",\"-\",IF(B11<70,1,IF($C$7=\"NORMALE\",ROUNDUP(B11/I8,0),\"-\")))))","v":"-"},{"$f":"IF(F8=\"-\",\"-\",IF(B11=0,\"-\",IF($C$7=\"NORMALE\",\"-\",IF(B11<70,1,IF($C$7=\"DEMI-PALETTE\",ROUNDUP((B11/2)/I8,0),\"-\")))))","v":"-"}]
["Signal Cable"]
["Power Adapter"]
["Gasket"]

{"sheet":"PRODUITS FINIS","index":1,"n_rows":345,"n_cols":2,"rows_kept":345,"cut":false,"hidden":false,"merged":[]}
["ref pompe","description"]
[98642670,"UPM3 25-70 130 3H AUTO TB"]
[98722419,"UPM3 AUTO 15-70 130 ZZA EUX6 DNF"]
[98722507,"UPM3 AUTO 15-70 130 ZZA EUX9 DNF"]
[98838477,"UPM3 AUTO 25-70 180 ZZZ EUX0 VAI"]
[98583645,"UPM3 25-75 180 9H minisuperseal"]
[98642409,"UPM3 15-70 130 6H AUTO KVM"]
[98838530,"UPM3 AUTO 15-70 130 ZZZ EUX3 TB"]
[98839132,"UPM3 AUTO 15-70 130 ZZZ EUX3 TX"]
[98839134,"UPM3 AUTO 25-70 180 ZZZ EUX6 TX"]
[98690312,"UPM3 HYBRID 25-70 180 ACA EUX9 WZ"]
[98698262,"UPM3 15-70 AUTO 130 ZZ EUX9 GTR"]
[98698787,"UPM3 AUTO L 25-50 180 ZZA EUX9 PRA"]
[98842538,"UPM3 AUTO 25-70 180 ZZZ EUX9 AIT"]
[98700188,"UPM3 SOLAR 15-75 130 CCJ EUX9 OES"]
[98842566,"UPM3 AUTO 25-70 180 ZZZ EUX9 MB"]
[98700674,"UPM3 15-40 130 AZA EUX9 SSO"]
[98711808,"UPM3 HYBRID 15-50 130 ACA EUX9 LUC"]
[98712647,"UPM3 AUTO L 15-70 130 ZZA EUX9 BRV"]
[98844215,"UPM3 AUTO 15-70 130 ZZZ EUX9 TAO"]
[98846073,"UPM3 AUTO 15-70 CIL3PA ZZZ EUX3 TB"]
[98853708,"UPM3 AUTO 25-70 180 ZZZ EUX6 DU"]
[98723821,"UPM3 AUTO L 15-70 130 ZZA EUX6 KVM"]
[98872946,"UPM3 AUTO 25-70 130 ZZZ EUX9 DRL"]
[98938583,"UPM3 AUTO 25-50 180 ZZZ EUX3 DU"]
[98760909,"UPM3 AUTO 15-70 130 ZZZ EUX9 YBM"]
[98764136,"UPM3 AUTO L 25-70 180 ZZZ EUX6 MBP"]
[98764167,"UPM3 FLEX AS 25-70 130 AZJ EUX9 NAT"]
[98769676,"UPM3 FLEX AS 25-70 130 AZJ EUX6 BAC"]
[98958384,"UPM3 AUTO 15-70 GGMBP3 ZZZ EUX3 MB"]
[98770339,"UPM3 HYBRID 15-70 130 ACA EUX9 ECT"]
[98771014,"UPM3 AUTO 15-70 130 ZZZ EUX9 DAF"]
[98776991,"UPM3 AUTO L 15-70 130 ZZZ EUX0 AMA"]
[98786495,"UPM3 25-40 180 AZA EUY9 ALH"]
[98794416,"UPM3 25-75 180 AZA EUX9 GEJ"]
[98993722,"UPM3 AUTO 25-70 130 ZZZ EUX3 SFC"]
[98802325,"UPM3 FLEX AS 25-70 130 AZJ EUX9 ENS"]
[98802831,"UPM3 AUTO L 25-70 130 ZZZ EUX0 MIC"]
[99018328,"UPM3 AUTO 25-70 180 ZZZ EUX3 DU"]
[98804713,"UPM3 AUTO L 25-50 180 ZZZ EUX9 HEK"]
[98807367,"UPM3 15-70 130 AZJ EUY9 DDI"]
[98809849,"UPM3 FLEX AS 15-70 CESAO2 AZJ EUX0 EMA"]
[98810283,"UPM3 FLEX AS 15-70 CESAO2 AZJ EUX0 EMA"]
[98811030,"UPM3 FLEX AS 25-70 180 AZJ EUX9 DU"]
[98681094,"UPM3 AUTO L 15-70 130 ZZA EUX0 GEM"]
[98813123,"UPM3 FLEX AS 15-70 CESAO2 AZJ EUX9 IRA"]
[98681136,"UPM3 AUTO L 15-70 130 ZZA EUX9 GEM"]
[98815404,"UPM3 25-75 180 AZJ EUX9 GU"]
[98817928,"UPM3 AUTO L 25-70 180 ZZZ EUX6 KHN"]
[98818876,"UPM3 HYBRID 25-70 180 ACA EUX9 IND"]
[98743659,"UPM3 AUTO L 15-70 130 ZZ EUX9 DNF"]
[98819119,"UPM3 AUTO 25-70 130 ZZZ EUX0 SLP"]
[98821508,"UPM3 FLEX AS 25-70 130 AZJ EUX9 NBO"]
[98821576,"UPM3 FLEX AS 15-70 130 AZJ EUX3 THR"]
[98822951,"UPM3 15-75 130 CZA EUY9 TX"]
[98743992,"UPM3 AUTO L 15-70 130 ZZ EUX6 DNF"]
[98803920,"UPM3 AUTO L 25-70 180 ZZZ EUX9 AIT"]
[98814787,"UPM3 AUTO L 25-70 180 ZZZ EUX6 PM"]
[98817929,"UPM3 AUTO L 25-70 180N ZZZ EUX3 DLP"]
[98824837,"UPM3 AUTO L 25-70 180 ZZZ EUX9 BRV"]
[98822972,"UPM3 AUTO L 32-70 180 ZZZ EUX9 PM"]
[98824857,"UPM3 FLEX AS 25-70 130 AZJ EUX0 PZA"]
[98828405,"UPM3 HYBRID 25-50 180 ACA EUX9 ARM"]
[98833641,"UPM3 15-75 130 CZA EUX6 TAO"]
[98827251,"UPM3 AUTO L 15-70 130 ZZZ EUX9 PM"]
[98834727,"UPM3 25-75 180 AZA EUX0 VAR"]
[98838518,"UPM3 AUTO L 25-70 180 ZZZ EUX0 VAI"]
[98834853,"UPM3 SOLAR 25-75 130 CZA EUY9 OV"]
[98834884,"UPM3 SOLAR 15-75 130 CZA EUY9 OV"]
[98862075,"UPM3 AUTO L 15-50 130 ZZZ EUX9 SW"]
[98834897,"UPM3 SOLAR 25-75 130 CZA EUY9 AE"]
[98863638,"UPM3 AUTO L 15-70 130 ZZZ EUX9 RN"]
[98834900,"UPM3 SOLAR 15-75 130 CZA EUY9 AE"]
[98873703,"UPM3 AUTO L 15-70 130 ZZZ EUX9 MB"]
[98835513,"UPM3 AUTO L 25-70 180 ZZZ EUX9 LAE"]
[98835669,"UPM3 SOLAR 25-75 180 CZA EUX9 OV"]
[98887651,"UPM3 AUTO L 15-50 130 ZZZ EUX9 RN"]
[98835697,"UPM3 15-70 130 AZA EUY0 TX"]
[98887657,"UPM3 AUTO L 15-70 130 ZZZ EUX9 RN"]
[98836200,"UPM3 FLEX AS 25-70 130 AZJ EUX9 KER"]
[98890226,"UPM3 AUTO L 25-70 180 ZZZ EUX9 SEI"]
[98838263,"UPM3 25-70 180 AZJ EUX9 VAI"]
[98890430,"UPM3 AUTO L 25-70 N 180 ZZZ EUX9 SEI"]
[98896481,"UPM3 AUTO L 25-70 180 ZZZ EUX9 SNK"]
[98896483,"UPM3 AUTO L 15-70 130 ZZZ EUX9 SNK"]
[98929396,"UPM3 AUTO L 25-70 130 ZZZ EUX9 IVK"]
[98838858,"UPM3 FLEX AS 25-70 180 AZJ EUX9 VAI"]
[98947490,"UPM3 AUTO L 15-70 130 ZZZ EUX9 BTT"]
[98973799,"UPM3 AUTO L 15-70 CIL3 ZZZ EUX0 TAO"]
[98839171,"UPM3 SOLAR 15-75 130 CZA EUX9 TX"]
[98986187,"UPM3 AUTO L 25-70 180 ZZZ EUX6 DU"]
[98841011,"UPM3 AUTO L 15-70 130 ZZZ EUX9 LKA"]
[98986188,"UPM3 AUTO L 32-70 180 ZZZ EUX6 DU"]
[98987102,"UPM3 AUTO L 25-70 180 ZZZ EUX9 SAI"]
[98842238,"UPM3 15-40 130 AZA EUX6 SLP"]
[98993721,"UPM3 AUTO L 15-70 130 ZZZ EUX3 SFC"]
[99017893,"UPM3 AUTO L 25-70 130 ZZZ EUX9 UNL"]
[98843707,"UPM3 25-70 130 AZA EUX9 PRZ"]
[99018325,"UPM3 AUTO L 15-70 130 ZZZ EUX9 DU"]
[98844667,"UPM3 25-60 180 AZA EUY9 ALH"]
[99026106,"UPM3 DHW 15-20 CIL3 AZA EUX9 GEM"]
[98856813,"UPM3 FLEX AC 15-70 130 ACA EUX9 RIT"]
[98951579,"UPM3 FLEX AC 15-70 130 ACA EUX6 RIT"]
[98847768,"UPM3 32-75 180 AZA EUY9 ALH"]
[98851844,"UPM3 AUTO 25-70 180 ZZZ EUX9 BAR"]
[98853387,"UPM3 AUTO L 70 PH ZZZ EUX9 LKA"]
[59200742,"UPM3 FLEX AS 15-70 130 AZJ EUX3 NIB"]
[59200743,"UPM3 FLEX AS 25-70 130 AZJ EUX3 NIB"]
[59200750,"UPM3 FLEX AS 25-70 180 AZJ EUX0 NIB"]
[59200753,"UPM3 FLEX AS 15-70 130 AZJ EUX6 NIB"]
[98860430,"UPM3 FLEX AS 15-70 GGES3 AZJ EUX9 HRM"]
[98845856,"UPM3 FLEX AS 25-70 180 AZJ EUX9 DU"]
[98857216,"UPM3 FLEX AS 15-70 CIL3 AZJ EUX9 ITH"]
[98863235,"UPM3 HYBRID 25-50 130 ACA EUX0 ESB"]
[98863447,"UPM3 HYBRID 25-70 130 ACA EUX0 ESB"]
[98903383,"UPM3 FLEX AS 15-70 130 AZJ EUX9 WOT"]
[98864770,"UPM3 AUTO L 25-70 180 ZZZ EUX9 BAR"]
[98866320,"UPM3 15-40 130 AZA EUX9 SSO"]
[98868188,"UPM3 AUTO 25-50 130 ZZZ EUX9 ELN"]
[98870351,"UPM3 AUTO 15-70 130 ZZZ EUX3 FOI"]
[98870759,"UPM3 AUTO L 25-70 N 130 ZZZ EUX9 VAR"]
[98870764,"UPM3 HYBRID 25-70 180 ACA EUX9 HHG"]
[98870806,"UPM3 HYBRID 25-70 180 ACA EUX9 HHG"]
[98871239,"UPM3 15-75 CACAO AZA EUX9 WO"]
[98872390,"UPM3 FLEX AS 15-70 130 AZJ EUX3 KOS"]
[98872458,"UPM3 HYBRID 15-70 130 ACA EUX9 ONE"]
[98872816,"UPM3 15-75 130 AZA EUY9 HOL"]
[98872871,"UPM3 25-75 130 AZA EUY3 HOL"]
[98926825,"UPM3 FLEX AS 25-70 180 AZJ EUX9 DU"]
[98991881,"UPM3 FLEX AS 15-75 130 AZA EUX3 SFC"]
[98875760,"UPM3 FLEX AS 15-70 130 AZJ EUX9 FIO"]
[98875845,"UPM3 SOLAR 15-145 CIAO2 CZA EUX9 RT"]
[98800963,"UPM3 HYBRID 25-70 180 ACA EUX6 PM"]
[98880375,"UPM3 AUTO 25-70 180 ZZZ EUX9 VAR"]
[98881753,"UPM3 AUTO 15-50 130 ZZZ EUX9 ELN"]
[98883305,"UPM3 AUTO L 25-70 130 ZZZ EUX0 ANK"]
[98894025,"UPM3 HYBRID 15-70 130 ACA EUX9 MB"]
[98885235,"UPM3 AUTO L 25-70 N 130 ZZZ EUX3 VAR"]
[98898238,"UPM3 HYBRID 25-70 180 ACA EUX9 WU"]
[98915948,"UPM3 HYBRID 15-70 130 ACA EUX9 MB"]
[98927794,"UPM3 HYBRID 32-70 180 ACA EUX9 PM"]
[98934515,"UPM3 HYBRID 32-70 180 ACA EUX3 PM"]
[98941574,"UPM3 HYBRID 25-70 180 ACA EUX9 RIT"]
[98954407,"UPM3 HYBRID 25-70 130 ACA EUX9 DU"]
[98954409,"UPM3 HYBRID 25-70 180 ACA EUX9 DU"]
[98891035,"UPM3 FLEX AS 15-70 130 AZJ EUX3 SOZ"]
[98891104,"UPM3 HYBRID 25-70 180 ACA EUX9 HTJ"]
[98892384,"UPM3 FLEX AS 25-70 130 AZJ EUX3 SOZ"]
[98980595,"UPM3 HYBRID 15-70 130 ACA EUX0 TAO"]
[98894243,"UPM3 15-75 130 AZA EUX9 AGO"]
[98981360,"UPM3 HYBRID 15-70 130 ACA EUX9 MB"]
[98981391,"UPM3 HYBRID 25-70 180 ACA EUX9 MB"]
[98987838,"UPM3 HYBRID 25-70 130 ACA EUX9 AQT"]
[98896564,"UPM3 25-50 180 AZA EUX3 AVL"]
[98994506,"UPM3 HYBRID 15-70 130 ACA EUX9 HHG"]
[98995467,"UPM3 HYBRID 25-70 180 ACA EUX0 PM"]
[99001931,"UPM3 HYBRID 25-70 130 ACA EUX9 HHG"]
[98904587,"UPM3 AUTO 25-70 180 ZZZ EUX0 AXI"]
[98905974,"UPM3 25-75 180 AZA EUX0 YGN"]
[99017263,"UPM3 HYBRID 25-70 180 ACJ EUX9 AQT"]
[98817352,"UPM3 25-75 180 AZA EUX6 WU"]
[98914369,"UPM3 AUTO L 15-70 GGMBP3 ZZZ EUX0 TRS"]
[98915098,"UPM3 FLEX AS 15-70 130 AZJ EUX0 WPL"]
[98916819,"UPM3 AUTO 25-70 180 ZZZ EUX9 DBI"]
[98918041,"UPM3 SOLAR 25-75 130 CZA EUX9 LKA"]
[98918582,"UPM3 FLEX AS 25-70 130 AZJ EUX6 GRD"]
[98920838,"UPM3K FLEX AS 15-70 130 AZJ EUX9 FIO"]
[98920986,"UPM3 AUTO 25-70 130 ZZZ EUX9 RWC"]
[98921076,"UPM3 25-50 180 AZA EUX0 YGN"]
[98922125,"UPM3 AUTO L 25-70 130 ZZZ EUX9 MTR"]
[98920569,"UPM3 15-60 130 AZA EUY9 TX"]
[99019518,"UPM3 15-70 130 CZA EUX0 RIT"]
[99021210,"UPM3 25-70 180 AZA EUX6 DU"]
[98926736,"UPM3 FLEX AS 25-70 130 AZJ EUX9 AQE"]
[98926816,"UPM3 AUTO L 25-70 130 ZZZ EUX0 UNT"]
[99023951,"Pump basic cpl. UPM3 7m CHB AU"]
[98927164,"UPM3 AUTO 25-70 130 ZZZ EUX3 JAR"]
[98929017,"UPM3 25-75 130 AZA EUX9 RMB"]
[98824739,"UPM3 SOLAR 15-75 130 CZA EUX9 PM"]
[98930739,"UPM3 FLEX AS 15-70 130 AZJ EUX9 CLA"]
[98932994,"UPM3 FLEX AS 15-70 130 AZJ EUX3 ELT"]
[98932996,"UPM3 AUTO L 25-70 130 ZZZ EUX0 GKT"]
[98933555,"UPM3 HYBRID 25-70 180 ACA EUX9 SYS"]
[98824787,"UPM3 SOLAR 25-75 180 CZJ EUX9 PM"]
[98935840,"UPM3K HYBRID 25-70 130 ACA EUX9 ICI"]
[98935903,"UPM3K HYBRID 15-70 130 ACA EUX9 ICI"]
[98935945,"UPM3K FLEX AS 15-70 CACAO AZJ EUX9 ICI"]
[98936032,"UPM3 SOLAR 15-145 130 CZA EUX9 HAD"]
[98936108,"UPM3 AUTO L 25-70 130 ZZZ EUX9 STH"]
[98936121,"UPM3 AUTO L 25-70 180 ZZZ EUX9 STH"]
[98936950,"UPM3K SOLAR 15-75 130 CZA EUX9 IDL"]
[98937189,"UPM3 FLEX AS 25-70 130 AZJ EUX9 ELH"]
[98938535,"UPM3 AUTO L 25-70 130 ZZZ EUX9 TEL"]
[98938540,"UPM3 15-70 130 AZA EUX9 ZER"]
[98939129,"UPM3 AUTO L 15-70 GGBP3 ZZZ EUX6 VTE"]
[98939428,"UPM3 AUTO L 25-50 130 ZZZ EUX3 LEA"]
[98940001,"UPM3 AUTO L 15-70 GGBP3 ZZZ EUX0 GKT"]
[98940754,"UPM3K FLEX AS 25-75 180 AZA EUX9 SMI"]
[98940968,"UPM3 HYBRID 25-70 180 ACA EUX9 TSH"]
[98942555,"UPM3 FLEX AS 25-75 130 AZA EUX3 ELT"]
[98943324,"UPM3 AUTO 15-70 130 ZZZ EUX9 KOZ"]
[98946227,"UPM3K FLEX AS 15-70 130 AZJ EUX9 SMI"]
[98947261,"UPM3 HYBRID 25-70 130 ACA EUX9 GS"]
[98948516,"UPM3 HYBRID 15-70 130 ACA EUX9 GS"]
[98950076,"UPM3 SOLAR 25-75 130 CZA EUY9 LKA"]
[98952854,"UPM3 FLEX AS 25-70 180 AZJ EUX9 RGU"]
[98952978,"UPM3 AUTO 25-70 130 ZZZ EUX9 SFV"]
[98953184,"UPM3 FLEX AS 15-70 130 AZJ EUX9 HDL"]
[98953971,"UPM3 25-75 180 AZA EUX9 KWE"]
[98954063,"UPM3 AUTO L 25-70 180 ZZZ EUX9 TEP"]
[98836387,"UPM3 SOLAR 15-75 130 CZA EUX9 PM"]
[98954798,"UPM3 FLEX AS 15-70 130 AZJ EUX9 FAM"]
[98956241,"UPM3 SOLAR 15-75 130 CZA EUX3 ENS"]
[98956273,"UPM3 15-60 130 AZA EUX9 KWE"]
[98956729,"UPM3 FLEX AS 15-70 CACAO AZJ EUX9 STG"]
[98841126,"UPM3 SOLAR 15-145 130 CZA EUX9 PM"]
[98958547,"UPM3 HYBRID 25-70 130 ACA EUX3 WAK"]
[98958869,"UPM3 SOLAR 15-75 130 CZA EUX9 SNX"]
[98961405,"UPM3 DHW 15-70 CIL3PPS AZJ EUX9 KOB"]
[98962125,"UPM3 FLEX AS 15-70 130 AZJ EUX9 IDF"]
[98962747,"UPM3 15-70 130 AZA EUX6 TAA"]
[98963380,"UPM3 AUTO L 25-70 130 ZZZ EUX9 UKS"]
[98964045,"UPM3 HYBRID 25-70 130 ACA EUX9 ZER"]
[98965360,"UPM3 FLEX AS 25-70 180 AZJ EUX9 RGU"]
[98967044,"UPM3 FLEX AS 25-70 180 AZJ EUX9 RMA"]
[98967045,"UPM3 FLEX AS 25-70 180 AZJ EUX0 TNG"]
[98969904,"UPM3 25-75 180 CZA EUX9 KES"]
[98969932,"UPM3 25-75 N 180 CZA EUX9 KES"]
[98970795,"UPM3K FLEX AS 25-70 130 AZJ EUX0 HSR"]
[98973548,"UPM3 FLEX AS 15-70 CACAO AZJ EUX9 TE"]
[98841127,"UPM3 SOLAR 15-145 130 CZA EUX9 PM"]
[98977791,"UPM3 HYBRID 15-70 130 ACA EUX9 AZP"]
[98845851,"UPM3 SOLAR 15-75 130 CZA EUX3 DU"]
[98853654,"UPM3 SOLAR 15-75 130 CZA EUX3 SFC"]
[98853705,"UPM3 SOLAR 15-75 130 CZA EUY9 OV"]
[98857196,"UPM3 SOLAR 15-75 130 CZA EUX9 ITH"]
[98857389,"UPM3 SOLAR 25-75 130 CZA EUX6 OV"]
[98981785,"UPM3 base SOLAR Hybrid"]
[98860767,"UPM3 SOLAR 15-75 130 CZA EUX9 RES"]
[98983740,"UPM3K AUTO L 25-70 180 ZZZ EUX9 IKA"]
[98885043,"UPM3 SOLAR 25-75 130 CZA EUX9 AE"]
[98986199,"UPM3 AUTO L 25-70 130 ZZZ EUX3 LEA"]
[98986497,"UPM3 FLEX AS 25-75 130 AZA EUX9 GAL"]
[98986957,"UPM3 AUTO L 15-70 130 ZZZ EUX9 YDR"]
[98885155,"UPM3 SOLAR 15-75 130 CZA EUX9 DU"]
[98987832,"UPM3 AUTO L 25-50 180 ZZZ EUX9 EIO"]
[98886472,"UPM3 SOLAR 25-75 180 CZA EUX9 DU"]
[98990557,"UPM3K HYBRID 15-70 130 ACA EUX9 FIO"]
[98990624,"UPM3 25-75 180 AZA EUX9 IDO"]
[98991359,"UPM3 FLEX AS 15-70 130 AZJ EUX0 UGR"]
[98991856,"UPM3 AUTO 15-70 130 ZZZ EUX3 HSF"]
[98888229,"UPM3 SOLAR 25-75 180 CZA EUX9 BRV"]
[98992005,"UPM3K SOLAR 15-75 130 CZA EUX9 TIE"]
[98888252,"UPM3 SOLAR 25-75 180 CZA EUX3 BRV"]
[98992014,"UPM3 AUTO L 25-70 130 ZZZ EUX0 RYC"]
[98992457,"UPM3 AUTO L 25-70 130 ZZZ EUX9 MEN"]
[98992490,"UPM3 AUTO L 25-70 130 ZZZ EUX9 TEI"]
[98900552,"UPM3 SOLAR 25-145 180 CZA EUX9 PM"]
[98906898,"UPM3 SOLAR 15-105 103 CZA EUX3 SFC"]
[98910395,"UPM3 SOLAR 25-75 180 CZA EUY6 OV"]
[98995221,"UPM3 FLEX AS 25-70 130 AZJ EUX9 FRT"]
[98996262,"UPM3 FLEX AS 15-70 130 AZJ EUX9 SFI"]
[98998121,"UPM3 AUTO L 25-70 180 ZZZ EUX9 EIO"]
[98921640,"UPM3 SOLAR 15-105 130 ZCA EUX3 SFC"]
[99002027,"UPM3 FLEX AS 25-70 130 AZJ EUX9 PSI"]
[99009684,"UPM3 HYBRID 15-70 130 ACA EUX9 HTJ"]
[99013593,"UPM3 DHW 15-70 N 130 AZJ EUX9 PEW"]
[99016694,"UPM3 AUTO L 25-70 130 ZZZ EUX9 TMD"]
[99016706,"UPM3 AUTO L 25-70 180 ZZZ EUX9 YDR"]
[99016993,"UPM3 AUTO L 15-70 130 ZZZ EUX9 AWM"]
[98923313,"UPM3 SOLAR 25-75 180 CZA EUX9 DU"]
[98923318,"UPM3 SOLAR 15-105 130 CZA EUX9 DU"]
[98923321,"UPM3 SOLAR 25-105 180 CZA EUX9 DU"]
[98939820,"UPM3 SOLAR 25-75 180 CZA EUY9 GC"]
[99018699,"UPM3 FLEX AS 15-70 130 AZA EUX9 SEM"]
[98981393,"UPM3 SOLAR 15-145 130 CZA EUX9 MB"]
[99020106,"UPM3 AUTO 32-70 180 ZZZ EUX9 ADR"]
[99021164,"UPM3 25-75 130 AZA EUX9 RMB"]
[98981396,"UPM3 SOLAR 25-145 180 CZA EUX9 MB"]
[99026124,"UPM3 DHW 15-70 CIL3 AZJ EUX3 RGU"]
[99026202,"UPM3 DHW 15-70 N 130 AZJ EUX3 RGU"]
[99026703,"UPM3 SOLAR 15-75 130 CZA EUY9 TX"]
[99028721,"UPM3 FLEX AC 15-70 CIL3 ACA EUX9 ZHS"]
[99029722,"UPM3 SOLAR 25-75 180 CZA EUX0 SLR"]
[99030830,"UPM3 FLEX AS 15-70 130 AZJ EUX0 EIS"]
[99037571,"UPM3 FLEX AS 25-75 130 AZA EUX9 NTS"]
[99038529,"UPM3 FLEX AS 15-70 130 AZJ EUX9 SFI"]
[]
[98730204,"UPM3 SOLAR 15-75 130 CCJ EUX9 IMM"]
[98761050,"UPM3 SOLAR 15-75 130 ITR"]
[98808951,"UPM3 HYBRID 15-70 130 ACA EUX9 DU"]
[98854534,"UPM3 SOLAR 15-75 130 CZA EUX3 WU"]
[98880463,"UPM3 FLEX AS 15-70 CESAO2 AZJ EUX0 KOB"]
[98901719,"Spare UPM3 SOLAR 15-145 130 CZA EUX9 WU"]
[98905396,"UPM3 SOLAR 15-75 130 CZA EUX9 WU"]
[98907689,"UPM3 AUTO 15-70 130 ZZZ EUX3 HSF"]
[98925661,"UPM3 AUTO L 15-70 130 ZZZ EUX9 BX"]
[98941782,"UPM3 SOLAR 15-75 CIL3 CZJ EUX9 IMM"]
[98982782,"UPM3 FLEX AS 15-70 AOKR AZJ EUX0 KOB"]
[98983847,"UPM3 DHW 15-70 CIL3 AZJ EUX9 STL"]
[99028115,"UPM3 AUTO L 15-70 130 ZZZ EUX9 ALF"]
[99028372,"UPM3 FLEX AS 15-70 130 AZA EUX3 KOS"]
[99039012,"UPM3 FLEX AS 15-75 CIL3 AZA EUX9 PRV"]
[99043091,"UPM3 15-70 130 AZA EUX9 FHF"]
[99043993,"UPM3 15-70 CIL3 AZA EUX9 SUA"]
[99043997,"UPM3 AUTO L 15-70 130 ZZZ EUX9 GDX"]
["59T07963","UPM3 15-75 CRU AZA EUX9 BTT"]
["59T07972","UPM3 FLEX AC 15-70 130 ACA EUX9 SLA"]
["59T07976","UPM3 15-75 130 AZA EUX9 LKA"]
["59T08054","UPM3 AUTO L 15-70 130 ZZA EUX9 LKA"]
["59T08121","UPM3 SOLAR 15-75 130 CCJ EUX9 ITR"]
["59T08587","UPM3 SOLAR 15-75 CIL3 CZJ EUX9 IMM"]
[98718720,"UPM3 AUTO 25-50 130 ZZA EUX9 STD"]
[98719096,"UPM3 AUTO 25-70 130 ZZA EUX9 STD"]
[98732472,"UPM3 HYBRID 25-70 130 ACA EUX9 WZ"]
[98732697,"UPM3 HYBRID 25-70 180 ACA EUX9 WZ"]
[98855174,"UPM3 FLEX AS 25-70 180 AZJ EUX9 WU"]
[98859657,"UPM3 FLEX AC 25-70 180 ACA EUX9 HUM"]
[98868521,"UPM3 25-70 130 AZA EUX9 HIT"]
[98868524,"UPM3 25-75 130 AZA EUX9 HIT"]
[98869860,"UPM3 HYBRID 25-70 180 ACA EUX9 KRG"]
[98873991,"UPM3 AUTO L 25-70 130 ZZZ EUX9 WAF"]
[98874750,"UPM3 AUTO 25-70 130 ZZZ EUX9 RWC"]
[98904190,"UPM3 AUTO L 25-70 130 ZZZ EUX9 HOT"]
[98914324,"UPM3 AUTO L 25-70 130 ZZZ EUX0 TRS"]
[98920928,"UPM3 AUTO L 25-70 130 ZZZ EUX9 AGB"]
[98925667,"UPM3 AUTO L 25-70 130 ZZZ EUX9 BX"]
[98954773,"UPM3 SOLAR 25-75 180 CZA EUX9 JNI"]
[98955352,"UPM3 SOLAR 25-105 180 CZA EUX9 JNI"]
[98969369,"UPM3 HYBRID 25-70 130 ACA EUX9 RIT"]
[98969425,"UPM3 HYBRID 25-70 130 ACA EUX9 RIT"]
[98976518,"UPM3 25-75 180 AZA EUX3 SVO"]
[98977400,"UPM3 AUTO 25-50 180 ZZZ EUX9 WU"]
[98980842,"UPM3 AUTO L 25-70 180 ZZZ EUX6 EDM"]
[99018207,"UPM3 SOLAR 25-145 180 CZA EUX9 JNI"]
[99020698,"UPM3 HYBRID 25-70 180 ACA EUX9 GRI"]
[99024601,"UPM3K SOLAR 25-145 130 CZA EUX3 AVN"]
[99024660,"UPM3 25-60 130 AZA EUX9 FY"]
[99030903,"UPM3 SOLAR 25-145 130 CZA EUX9 ENS"]
[99043995,"UPM3 SOLAR 25-145 130 CZA EUX9 SUA"]
["59T07978","UPM3 FLEX AS 25-70 130 AZJ EUX9 ENS"]
["59T08053","UPM3 FLEX AS 25-70 180 AZJ EUX9 GEJ"]
["59T08082","UPM3 SOLAR 25-75 130 CZJ EUX9 AE"]
["59T08205","UPM3 15-70 CAOD3 ACA EUX3 VI"]
["59T08223","UPM3 SOLAR 25-75 180 ZCJ EUX9 EKC"]

{"sheet":"Quick Guide","index":2,"n_rows":130,"n_cols":6,"rows_kept":130,"cut":false,"hidden":false,"merged":[]}
["ref pompe","description","accessoires","description","Ref Sachet","Quantité/Sachet"]
[98642670,"UPM3 25-70 130 3H AUTO TB",98651459,"Quick guide UPM3 AUTO  ","RGP72",10]
[98722419,"UPM3 AUTO 15-70 130 ZZA EUX6 DNF",98651459,"Quick guide UPM3 AUTO  ","RGP72",10]
[98722507,"UPM3 AUTO 15-70 130 ZZA EUX9 DNF",98651459,"Quick guide UPM3 AUTO  ","RGP72",10]
[98838477,"UPM3 AUTO 25-70 180 ZZZ EUX0 VAI",98651459,"Quick guide UPM3 AUTO  ","RGP72",10]
[98838530,"UPM3 AUTO 15-70 130 ZZZ EUX3 TB",98651459,"Quick guide UPM3 AUTO  ","RGP72",10]
[98839132,"UPM3 AUTO 15-70 130 ZZZ EUX3 TX",98651459,"Quick guide UPM3 AUTO  ","RGP72",10]
[98839134,"UPM3 AUTO 25-70 180 ZZZ EUX6 TX",98651459,"Quick guide UPM3 AUTO  ","RGP72",10]
[98842538,"UPM3 AUTO 25-70 180 ZZZ EUX9 AIT",98651459,"Quick guide UPM3 AUTO  ","RGP72",10]
[98842566,"UPM3 AUTO 25-70 180 ZZZ EUX9 MB",98651459,"Quick guide UPM3 AUTO  ","RGP72",10]
[98844215,"UPM3 AUTO 15-70 130 ZZZ EUX9 TAO",98651459,"Quick guide UPM3 AUTO  ","RGP72",10]
[98846073,"UPM3 AUTO 15-70 CIL3PA ZZZ EUX3 TB",98651459,"Quick guide UPM3 AUTO  ","RGP72",10]
[98853708,"UPM3 AUTO 25-70 180 ZZZ EUX6 DU",98651459,"Quick guide UPM3 AUTO  ","RGP72",10]
[98872946,"UPM3 AUTO 25-70 130 ZZZ EUX9 DRL",98651459,"Quick guide UPM3 AUTO  ","RGP72",10]
[98938583,"UPM3 AUTO 25-50 180 ZZZ EUX3 DU",98651459,"Quick guide UPM3 AUTO  ","RGP72",10]
[98958384,"UPM3 AUTO 15-70 GGMBP3 ZZZ EUX3 MB",98651459,"Quick guide UPM3 AUTO  ","RGP72",10]
[98993722,"UPM3 AUTO 25-70 130 ZZZ EUX3 SFC",98651459,"Quick guide UPM3 AUTO  ","RGP72",10]
[99018328,"UPM3 AUTO 25-70 180 ZZZ EUX3 DU",98651459,"Quick guide UPM3 AUTO  ","RGP72",10]
[98681094,"UPM3 AUTO L 15-70 130 ZZA EUX0 GEM",98651611,"Quick guide UPM3 AUTO L","RGP72",10]
[98681136,"UPM3 AUTO L 15-70 130 ZZA EUX9 GEM",98651611,"Quick guide UPM3 AUTO L","RGP72",10]
[98698787,"UPM3 AUTO L 25-50 180 ZZA EUX9 PRA",98651611,"Quick guide UPM3 AUTO L","RGP72",10]
[98712647,"UPM3 AUTO L 15-70 130 ZZA EUX9 BRV",98651611,"Quick guide UPM3 AUTO L","RGP72",10]
[98743659,"UPM3 AUTO L 15-70 130 ZZ EUX9 DNF",98651611,"Quick guide UPM3 AUTO L","RGP72",10]
[98743992,"UPM3 AUTO L 15-70 130 ZZ EUX6 DNF",98651611,"Quick guide UPM3 AUTO L","RGP72",10]
[98803920,"UPM3 AUTO L 25-70 180 ZZZ EUX9 AIT",98651611,"Quick guide UPM3 AUTO L","RGP72",10]
[98814787,"UPM3 AUTO L 25-70 180 ZZZ EUX6 PM",98651611,"Quick guide UPM3 AUTO L","RGP72",10]
[98817929,"UPM3 AUTO L 25-70 180N ZZZ EUX3 DLP",98651611,"Quick guide UPM3 AUTO L","RGP72",10]
[98822972,"UPM3 AUTO L 32-70 180 ZZZ EUX9 PM",98651611,"Quick guide UPM3 AUTO L","RGP72",10]
[98824837,"UPM3 AUTO L 25-70 180 ZZZ EUX9 BRV",98651611,"Quick guide UPM3 AUTO L","RGP72",10]
[98827251,"UPM3 AUTO L 15-70 130 ZZZ EUX9 PM",98651611,"Quick guide UPM3 AUTO L","RGP72",10]
[98838518,"UPM3 AUTO L 25-70 180 ZZZ EUX0 VAI",98651611,"Quick guide UPM3 AUTO L","RGP72",10]
[98862075,"UPM3 AUTO L 15-50 130 ZZZ EUX9 SW",98651611,"Quick guide UPM3 AUTO L","RGP72",10]
[98863638,"UPM3 AUTO L 15-70 130 ZZZ EUX9 RN",98651611,"Quick guide UPM3 AUTO L","RGP72",10]
[98873703,"UPM3 AUTO L 15-70 130 ZZZ EUX9 MB",98651611,"Quick guide UPM3 AUTO L","RGP72",10]
[98887651,"UPM3 AUTO L 15-50 130 ZZZ EUX9 RN",98651611,"Quick guide UPM3 AUTO L","RGP72",10]
[98887657,"UPM3 AUTO L 15-70 130 ZZZ EUX9 RN",98651611,"Quick guide UPM3 AUTO L","RGP72",10]
[98890226,"UPM3 AUTO L 25-70 180 ZZZ EUX9 SEI",98651611,"Quick guide UPM3 AUTO L","RGP72",10]
[98890430,"UPM3 AUTO L 25-70 N 180 ZZZ EUX9 SEI",98651611,"Quick guide UPM3 AUTO L","RGP72",10]
[98896481,"UPM3 AUTO L 25-70 180 ZZZ EUX9 SNK",98651611,"Quick guide UPM3 AUTO L","RGP72",10]
[98896483,"UPM3 AUTO L 15-70 130 ZZZ EUX9 SNK",98651611,"Quick guide UPM3 AUTO L","RGP72",10]
[98929396,"UPM3 AUTO L 25-70 130 ZZZ EUX9 IVK",98651611,"Quick guide UPM3 AUTO L","RGP72",10]
[98947490,"UPM3 AUTO L 15-70 130 ZZZ EUX9 BTT",98651611,"Quick guide UPM3 AUTO L","RGP72",10]
[98973799,"UPM3 AUTO L 15-70 CIL3 ZZZ EUX0 TAO",98651611,"Quick guide UPM3 AUTO L","RGP72",10]
[98986187,"UPM3 AUTO L 25-70 180 ZZZ EUX6 DU",98651611,"Quick guide UPM3 AUTO L","RGP72",10]
[98986188,"UPM3 AUTO L 32-70 180 ZZZ EUX6 DU",98651611,"Quick guide UPM3 AUTO L","RGP72",10]
[98987102,"UPM3 AUTO L 25-70 180 ZZZ EUX9 SAI",98651611,"Quick guide UPM3 AUTO L","RGP72",10]
[98993721,"UPM3 AUTO L 15-70 130 ZZZ EUX3 SFC",98651611,"Quick guide UPM3 AUTO L","RGP72",10]
[99017893,"UPM3 AUTO L 25-70 130 ZZZ EUX9 UNL",98651611,"Quick guide UPM3 AUTO L","RGP72",10]
[99018325,"UPM3 AUTO L 15-70 130 ZZZ EUX9 DU",98651611,"Quick guide UPM3 AUTO L","RGP72",10]
[99026106,"UPM3 DHW 15-20 CIL3 AZA EUX9 GEM",98857252,"Quick guide UPM3 DHW  ","RGP72",10]
[98856813,"UPM3 FLEX AC 15-70 130 ACA EUX9 RIT",98603958,"Quick guide UPM3 FLEX AC  ","RGP72",10]
[98951579,"UPM3 FLEX AC 15-70 130 ACA EUX6 RIT",98603958,"Quick guide UPM3 FLEX AC  ","RGP72",10]
[59200742,"UPM3 FLEX AS 15-70 130 AZJ EUX3 NIB",98603960,"Quick guide UPM3 FLEX AS  ","RGP72",10]
[59200743,"UPM3 FLEX AS 25-70 130 AZJ EUX3 NIB",98603960,"Quick guide UPM3 FLEX AS  ","RGP72",10]
[59200750,"UPM3 FLEX AS 25-70 180 AZJ EUX0 NIB",98603960,"Quick guide UPM3 FLEX AS  ","RGP72",10]
[59200753,"UPM3 FLEX AS 15-70 130 AZJ EUX6 NIB",98603960,"Quick guide UPM3 FLEX AS  ","RGP72",10]
[98769676,"UPM3 FLEX AS 25-70 130 AZJ EUX6 BAC",98603960,"Quick guide UPM3 FLEX AS  ","RGP72",10]
[98811030,"UPM3 FLEX AS 25-70 180 AZJ EUX9 DU",98603960,"Quick guide UPM3 FLEX AS  ","RGP72",10]
[98838858,"UPM3 FLEX AS 25-70 180 AZJ EUX9 VAI",98603960,"Quick guide UPM3 FLEX AS  ","RGP72",10]
[98845856,"UPM3 FLEX AS 25-70 180 AZJ EUX9 DU",98603960,"Quick guide UPM3 FLEX AS  ","RGP72",10]
[98857216,"UPM3 FLEX AS 15-70 CIL3 AZJ EUX9 ITH",98603960,"Quick guide UPM3 FLEX AS  ","RGP72",10]
[98860430,"UPM3 FLEX AS 15-70 GGES3 AZJ EUX9 HRM",98603960,"Quick guide UPM3 FLEX AS  ","RGP72",10]
[98903383,"UPM3 FLEX AS 15-70 130 AZJ EUX9 WOT",98603960,"Quick guide UPM3 FLEX AS  ","RGP72",10]
[98926825,"UPM3 FLEX AS 25-70 180 AZJ EUX9 DU",98603960,"Quick guide UPM3 FLEX AS  ","RGP72",10]
[98991881,"UPM3 FLEX AS 15-75 130 AZA EUX3 SFC",98603960,"Quick guide UPM3 FLEX AS  ","RGP72",10]
[98800963,"UPM3 HYBRID 25-70 180 ACA EUX6 PM",98603930,"Quick guide UPM3 HYBRID  ","RGP72",10]
[98818876,"UPM3 HYBRID 25-70 180 ACA EUX9 IND",98603930,"Quick guide UPM3 HYBRID  ","RGP72",10]
[98894025,"UPM3 HYBRID 15-70 130 ACA EUX9 MB",98603930,"Quick guide UPM3 HYBRID  ","RGP72",10]
[98898238,"UPM3 HYBRID 25-70 180 ACA EUX9 WU",98603930,"Quick guide UPM3 HYBRID  ","RGP72",10]
[98915948,"UPM3 HYBRID 15-70 130 ACA EUX9 MB",98603930,"Quick guide UPM3 HYBRID  ","RGP72",10]
[98927794,"UPM3 HYBRID 32-70 180 ACA EUX9 PM",98603930,"Quick guide UPM3 HYBRID  ","RGP72",10]
[98934515,"UPM3 HYBRID 32-70 180 ACA EUX3 PM",98603930,"Quick guide UPM3 HYBRID  ","RGP72",10]
[98941574,"UPM3 HYBRID 25-70 180 ACA EUX9 RIT",98603930,"Quick guide UPM3 HYBRID  ","RGP72",10]
[98954407,"UPM3 HYBRID 25-70 130 ACA EUX9 DU",98603930,"Quick guide UPM3 HYBRID  ","RGP72",10]
[98954409,"UPM3 HYBRID 25-70 180 ACA EUX9 DU",98603930,"Quick guide UPM3 HYBRID  ","RGP72",10]
[98980595,"UPM3 HYBRID 15-70 130 ACA EUX0 TAO",98603930,"Quick guide UPM3 HYBRID  ","RGP72",10]
[98981360,"UPM3 HYBRID 15-70 130 ACA EUX9 MB",98603930,"Quick guide UPM3 HYBRID  ","RGP72",10]
[98981391,"UPM3 HYBRID 25-70 180 ACA EUX9 MB",98603930,"Quick guide UPM3 HYBRID  ","RGP72",10]
[98987838,"UPM3 HYBRID 25-70 130 ACA EUX9 AQT",98603930,"Quick guide UPM3 HYBRID  ","RGP72",10]
[98994506,"UPM3 HYBRID 15-70 130 ACA EUX9 HHG",98603930,"Quick guide UPM3 HYBRID  ","RGP72",10]
[98995467,"UPM3 HYBRID 25-70 180 ACA EUX0 PM",98603930,"Quick guide UPM3 HYBRID  ","RGP72",10]
[99001931,"UPM3 HYBRID 25-70 130 ACA EUX9 HHG",98603930,"Quick guide UPM3 HYBRID  ","RGP72",10]
[99017263,"UPM3 HYBRID 25-70 180 ACJ EUX9 AQT",98603930,"Quick guide UPM3 HYBRID  ","RGP72",10]
[98817352,"UPM3 25-75 180 AZA EUX6 WU",98603954,"Quick guide UPM3 PWM  ","RGP72",10]
[98822951,"UPM3 15-75 130 CZA EUY9 TX",98603954,"Quick guide UPM3 PWM  ","RGP72",10]
[98833641,"UPM3 15-75 130 CZA EUX6 TAO",98603954,"Quick guide UPM3 PWM  ","RGP72",10]
[98835697,"UPM3 15-70 130 AZA EUY0 TX",98603954,"Quick guide UPM3 PWM  ","RGP72",10]
[98894243,"UPM3 15-75 130 AZA EUX9 AGO",98603954,"Quick guide UPM3 PWM  ","RGP72",10]
[98920569,"UPM3 15-60 130 AZA EUY9 TX",98603954,"Quick guide UPM3 PWM  ","RGP72",10]
[99019518,"UPM3 15-70 130 CZA EUX0 RIT",98603954,"Quick guide UPM3 PWM  ","RGP72",10]
[99021210,"UPM3 25-70 180 AZA EUX6 DU",98603954,"Quick guide UPM3 PWM  ","RGP72",10]
[99023951,"Pump basic cpl. UPM3 7m CHB AU",98603954,"Quick guide UPM3 PWM  ","RGP72",10]
[98700188,"UPM3 SOLAR 15-75 130 CCJ EUX9 OES",98603956,"Quick guide UPM3 SOLAR","RGP72",10]
[98824739,"UPM3 SOLAR 15-75 130 CZA EUX9 PM",98603956,"Quick guide UPM3 SOLAR","RGP72",10]
[98824787,"UPM3 SOLAR 25-75 180 CZJ EUX9 PM",98603956,"Quick guide UPM3 SOLAR","RGP72",10]
[98834853,"UPM3 SOLAR 25-75 130 CZA EUY9 OV",98603956,"Quick guide UPM3 SOLAR","RGP72",10]
[98834884,"UPM3 SOLAR 15-75 130 CZA EUY9 OV",98603956,"Quick guide UPM3 SOLAR","RGP72",10]
[98834897,"UPM3 SOLAR 25-75 130 CZA EUY9 AE",98603956,"Quick guide UPM3 SOLAR","RGP72",10]
[98834900,"UPM3 SOLAR 15-75 130 CZA EUY9 AE",98603956,"Quick guide UPM3 SOLAR","RGP72",10]
[98835669,"UPM3 SOLAR 25-75 180 CZA EUX9 OV",98603956,"Quick guide UPM3 SOLAR","RGP72",10]
[98836387,"UPM3 SOLAR 15-75 130 CZA EUX9 PM",98603956,"Quick guide UPM3 SOLAR","RGP72",10]
[98839171,"UPM3 SOLAR 15-75 130 CZA EUX9 TX",98603956,"Quick guide UPM3 SOLAR","RGP72",10]
[98841126,"UPM3 SOLAR 15-145 130 CZA EUX9 PM",98603956,"Quick guide UPM3 SOLAR","RGP72",10]
[98841127,"UPM3 SOLAR 15-145 130 CZA EUX9 PM",98603956,"Quick guide UPM3 SOLAR","RGP72",10]
[98845851,"UPM3 SOLAR 15-75 130 CZA EUX3 DU",98603956,"Quick guide UPM3 SOLAR","RGP72",10]
[98853654,"UPM3 SOLAR 15-75 130 CZA EUX3 SFC",98603956,"Quick guide UPM3 SOLAR","RGP72",10]
[98853705,"UPM3 SOLAR 15-75 130 CZA EUY9 OV",98603956,"Quick guide UPM3 SOLAR","RGP72",10]
[98857196,"UPM3 SOLAR 15-75 130 CZA EUX9 ITH",98603956,"Quick guide UPM3 SOLAR","RGP72",10]
[98857389,"UPM3 SOLAR 25-75 130 CZA EUX6 OV",98603956,"Quick guide UPM3 SOLAR","RGP72",10]
[98860767,"UPM3 SOLAR 15-75 130 CZA EUX9 RES",98603956,"Quick guide UPM3 SOLAR","RGP72",10]
[98875845,"UPM3 SOLAR 15-145 CIAO2 CZA EUX9 RT",98603956,"Quick guide UPM3 SOLAR","RGP72",10]
[98885043,"UPM3 SOLAR 25-75 130 CZA EUX9 AE",98603956,"Quick guide UPM3 SOLAR","RGP72",10]
[98885155,"UPM3 SOLAR 15-75 130 CZA EUX9 DU",98603956,"Quick guide UPM3 SOLAR","RGP72",10]
[98886472,"UPM3 SOLAR 25-75 180 CZA EUX9 DU",98603956,"Quick guide UPM3 SOLAR","RGP72",10]
[98888229,"UPM3 SOLAR 25-75 180 CZA EUX9 BRV",98603956,"Quick guide UPM3 SOLAR","RGP72",10]
[98888252,"UPM3 SOLAR 25-75 180 CZA EUX3 BRV",98603956,"Quick guide UPM3 SOLAR","RGP72",10]
[98900552,"UPM3 SOLAR 25-145 180 CZA EUX9 PM",98603956,"Quick guide UPM3 SOLAR","RGP72",10]
[98906898,"UPM3 SOLAR 15-105 103 CZA EUX3 SFC",98603956,"Quick guide UPM3 SOLAR","RGP72",10]
[98910395,"UPM3 SOLAR 25-75 180 CZA EUY6 OV",98603956,"Quick guide UPM3 SOLAR","RGP72",10]
[98918041,"UPM3 SOLAR 25-75 130 CZA EUX9 LKA",98603956,"Quick guide UPM3 SOLAR","RGP72",10]
[98921640,"UPM3 SOLAR 15-105 130 ZCA EUX3 SFC",98603956,"Quick guide UPM3 SOLAR","RGP72",10]
[98923313,"UPM3 SOLAR 25-75 180 CZA EUX9 DU",98603956,"Quick guide UPM3 SOLAR","RGP72",10]
[98923318,"UPM3 SOLAR 15-105 130 CZA EUX9 DU",98603956,"Quick guide UPM3 SOLAR","RGP72",10]
[98923321,"UPM3 SOLAR 25-105 180 CZA EUX9 DU",98603956,"Quick guide UPM3 SOLAR","RGP72",10]
[98939820,"UPM3 SOLAR 25-75 180 CZA EUY9 GC",98603956,"Quick guide UPM3 SOLAR","RGP72",10]
[98981393,"UPM3 SOLAR 15-145 130 CZA EUX9 MB",98603956,"Quick guide UPM3 SOLAR","RGP72",10]
[98981396,"UPM3 SOLAR 25-145 180 CZA EUX9 MB",98603956,"Quick guide UPM3 SOLAR","RGP72",10]
[98981785,"UPM3 base SOLAR Hybrid",98603956,"Quick guide UPM3 SOLAR","RGP72",10]
[98992005,"UPM3K SOLAR 15-75 130 CZA EUX9 TIE",98603956,"Quick guide UPM3 SOLAR","RGP72",10]
[99026703,"UPM3 SOLAR 15-75 130 CZA EUY9 TX",98603956,"Quick guide UPM3 SOLAR","RGP72",10]

{"sheet":"Power Cable","index":3,"n_rows":206,"n_cols":6,"rows_kept":206,"cut":false,"hidden":false,"merged":[]}
["ref pompe","description","accessoires","description",null,"Quantité/Sachet"]
[98690312,"UPM3 HYBRID 25-70 180 ACA EUX9 WZ",98460260,"Cable cpl,. Power UPM3 1000mm  ",91080122,100]
[98711808,"UPM3 HYBRID 15-50 130 ACA EUX9 LUC",98460260,"Cable cpl,. Power UPM3 1000mm  ",91080122,100]
[98770339,"UPM3 HYBRID 15-70 130 ACA EUX9 ECT",98460260,"Cable cpl,. Power UPM3 1000mm  ",91080122,100]
[98776991,"UPM3 AUTO L 15-70 130 ZZZ EUX0 AMA",98460260,"Cable cpl,. Power UPM3 1000mm  ",91080122,100]
[98794416,"UPM3 25-75 180 AZA EUX9 GEJ",98460260,"Cable cpl,. Power UPM3 1000mm  ",91080122,100]
[98815404,"UPM3 25-75 180 AZJ EUX9 GU",98460260,"Cable cpl,. Power UPM3 1000mm  ",91080122,100]
[98818876,"UPM3 HYBRID 25-70 180 ACA EUX9 IND",98460260,"Cable cpl,. Power UPM3 1000mm  ",91080122,100]
[98821508,"UPM3 FLEX AS 25-70 130 AZJ EUX9 NBO",98460260,"Cable cpl,. Power UPM3 1000mm  ",91080122,100]
[98833641,"UPM3 15-75 130 CZA EUX6 TAO",98460260,"Cable cpl,. Power UPM3 1000mm  ",91080122,100]
[98834727,"UPM3 25-75 180 AZA EUX0 VAR",98460260,"Cable cpl,. Power UPM3 1000mm  ",91080122,100]
[98836200,"UPM3 FLEX AS 25-70 130 AZJ EUX9 KER",98460260,"Cable cpl,. Power UPM3 1000mm  ",91080122,100]
[98838263,"UPM3 25-70 180 AZJ EUX9 VAI",98460260,"Cable cpl,. Power UPM3 1000mm  ",91080122,100]
[98838477,"UPM3 AUTO 25-70 180 ZZZ EUX0 VAI",98460260,"Cable cpl,. Power UPM3 1000mm  ",91080122,100]
[98838518,"UPM3 AUTO L 25-70 180 ZZZ EUX0 VAI",98460260,"Cable cpl,. Power UPM3 1000mm  ",91080122,100]
[98870764,"UPM3 HYBRID 25-70 180 ACA EUX9 HHG",98460260,"Cable cpl,. Power UPM3 1000mm  ",91080122,100]
[98870806,"UPM3 HYBRID 25-70 180 ACA EUX9 HHG",98460260,"Cable cpl,. Power UPM3 1000mm  ",91080122,100]
[98872390,"UPM3 FLEX AS 15-70 130 AZJ EUX3 KOS",98460260,"Cable cpl,. Power UPM3 1000mm  ",91080122,100]
[98872458,"UPM3 HYBRID 15-70 130 ACA EUX9 ONE",98460260,"Cable cpl,. Power UPM3 1000mm  ",91080122,100]
[98875760,"UPM3 FLEX AS 15-70 130 AZJ EUX9 FIO",98460260,"Cable cpl,. Power UPM3 1000mm  ",91080122,100]
[98891035,"UPM3 FLEX AS 15-70 130 AZJ EUX3 SOZ",98460260,"Cable cpl,. Power UPM3 1000mm  ",91080122,100]
[98892384,"UPM3 FLEX AS 25-70 130 AZJ EUX3 SOZ",98460260,"Cable cpl,. Power UPM3 1000mm  ",91080122,100]
[98903383,"UPM3 FLEX AS 15-70 130 AZJ EUX9 WOT",98460260,"Cable cpl,. Power UPM3 1000mm  ",91080122,100]
[98922125,"UPM3 AUTO L 25-70 130 ZZZ EUX9 MTR",98460260,"Cable cpl,. Power UPM3 1000mm  ",91080122,100]
[98930739,"UPM3 FLEX AS 15-70 130 AZJ EUX9 CLA",98460260,"Cable cpl,. Power UPM3 1000mm  ",91080122,100]
[98932994,"UPM3 FLEX AS 15-70 130 AZJ EUX3 ELT",98460260,"Cable cpl,. Power UPM3 1000mm  ",91080122,100]
[98935840,"UPM3K HYBRID 25-70 130 ACA EUX9 ICI",98460260,"Cable cpl,. Power UPM3 1000mm  ",91080122,100]
[98935903,"UPM3K HYBRID 15-70 130 ACA EUX9 ICI",98460260,"Cable cpl,. Power UPM3 1000mm  ",91080122,100]
[98935945,"UPM3K FLEX AS 15-70 CACAO AZJ EUX9 ICI",98460260,"Cable cpl,. Power UPM3 1000mm  ",91080122,100]
[98936950,"UPM3K SOLAR 15-75 130 CZA EUX9 IDL",98460260,"Cable cpl,. Power UPM3 1000mm  ",91080122,100]
[98940754,"UPM3K FLEX AS 25-75 180 AZA EUX9 SMI",98460260,"Cable cpl,. Power UPM3 1000mm  ",91080122,100]
[98942555,"UPM3 FLEX AS 25-75 130 AZA EUX3 ELT",98460260,"Cable cpl,. Power UPM3 1000mm  ",91080122,100]
[98946227,"UPM3K FLEX AS 15-70 130 AZJ EUX9 SMI",98460260,"Cable cpl,. Power UPM3 1000mm  ",91080122,100]
[98952854,"UPM3 FLEX AS 25-70 180 AZJ EUX9 RGU",98460260,"Cable cpl,. Power UPM3 1000mm  ",91080122,100]
[98952978,"UPM3 AUTO 25-70 130 ZZZ EUX9 SFV",98460260,"Cable cpl,. Power UPM3 1000mm  ",91080122,100]
[98953184,"UPM3 FLEX AS 15-70 130 AZJ EUX9 HDL",98460260,"Cable cpl,. Power UPM3 1000mm  ",91080122,100]
[98954798,"UPM3 FLEX AS 15-70 130 AZJ EUX9 FAM",98460260,"Cable cpl,. Power UPM3 1000mm  ",91080122,100]
[98956729,"UPM3 FLEX AS 15-70 CACAO AZJ EUX9 STG",98460260,"Cable cpl,. Power UPM3 1000mm  ",91080122,100]
[98961405,"UPM3 DHW 15-70 CIL3PPS AZJ EUX9 KOB",98460260,"Cable cpl,. Power UPM3 1000mm  ",91080122,100]
[98962125,"UPM3 FLEX AS 15-70 130 AZJ EUX9 IDF",98460260,"Cable cpl,. Power UPM3 1000mm  ",91080122,100]
[98962747,"UPM3 15-70 130 AZA EUX6 TAA",98460260,"Cable cpl,. Power UPM3 1000mm  ",91080122,100]
[98965360,"UPM3 FLEX AS 25-70 180 AZJ EUX9 RGU",98460260,"Cable cpl,. Power UPM3 1000mm  ",91080122,100]
[98970795,"UPM3K FLEX AS 25-70 130 AZJ EUX0 HSR",98460260,"Cable cpl,. Power UPM3 1000mm  ",91080122,100]
[98990557,"UPM3K HYBRID 15-70 130 ACA EUX9 FIO",98460260,"Cable cpl,. Power UPM3 1000mm  ",91080122,100]
[98992005,"UPM3K SOLAR 15-75 130 CZA EUX9 TIE",98460260,"Cable cpl,. Power UPM3 1000mm  ",91080122,100]
[98996262,"UPM3 FLEX AS 15-70 130 AZJ EUX9 SFI",98460260,"Cable cpl,. Power UPM3 1000mm  ",91080122,100]
[99002027,"UPM3 FLEX AS 25-70 130 AZJ EUX9 PSI",98460260,"Cable cpl,. Power UPM3 1000mm  ",91080122,100]
[99016694,"UPM3 AUTO L 25-70 130 ZZZ EUX9 TMD",98460260,"Cable cpl,. Power UPM3 1000mm  ",91080122,100]
[99018699,"UPM3 FLEX AS 15-70 130 AZA EUX9 SEM",98460260,"Cable cpl,. Power UPM3 1000mm  ",91080122,100]
[99020106,"UPM3 AUTO 32-70 180 ZZZ EUX9 ADR",98460260,"Cable cpl,. Power UPM3 1000mm  ",91080122,100]
[99028721,"UPM3 FLEX AC 15-70 CIL3 ACA EUX9 ZHS",98460260,"Cable cpl,. Power UPM3 1000mm  ",91080122,100]
[99037571,"UPM3 FLEX AS 25-75 130 AZA EUX9 NTS",98460260,"Cable cpl,. Power UPM3 1000mm  ",91080122,100]
[98642409,"UPM3 15-70 130 6H AUTO KVM",98616020,"Cable cpl. Power UPM3 1000mm  ",91080122,100]
[98698262,"UPM3 15-70 AUTO 130 ZZ EUX9 GTR",98460258,"Cable cpl. Power UPM3 1000mm  ",91080122,100]
[98700188,"UPM3 SOLAR 15-75 130 CCJ EUX9 OES",98616020,"Cable cpl. Power UPM3 1000mm  ",91080122,100]
[98723821,"UPM3 AUTO L 15-70 130 ZZA EUX6 KVM",98616020,"Cable cpl. Power UPM3 1000mm  ",91080122,100]
[98760909,"UPM3 AUTO 15-70 130 ZZZ EUX9 YBM",98460258,"Cable cpl. Power UPM3 1000mm  ",91080122,100]
[98771014,"UPM3 AUTO 15-70 130 ZZZ EUX9 DAF",98460258,"Cable cpl. Power UPM3 1000mm  ",91080122,100]
[98802325,"UPM3 FLEX AS 25-70 130 AZJ EUX9 ENS",98616020,"Cable cpl. Power UPM3 1000mm  ",91080122,100]
[98804713,"UPM3 AUTO L 25-50 180 ZZZ EUX9 HEK",98616020,"Cable cpl. Power UPM3 1000mm  ",91080122,100]
[98809849,"UPM3 FLEX AS 15-70 CESAO2 AZJ EUX0 EMA",98460258,"Cable cpl. Power UPM3 1000mm  ",91080122,100]
[98810283,"UPM3 FLEX AS 15-70 CESAO2 AZJ EUX0 EMA",98460258,"Cable cpl. Power UPM3 1000mm  ",91080122,100]
[98835697,"UPM3 15-70 130 AZA EUY0 TX",98460258,"Cable cpl. Power UPM3 1000mm  ",91080122,100]
[98838858,"UPM3 FLEX AS 25-70 180 AZJ EUX9 VAI",98616020,"Cable cpl. Power UPM3 1000mm  ",91080122,100]
[98843707,"UPM3 25-70 130 AZA EUX9 PRZ",98460258,"Cable cpl. Power UPM3 1000mm  ",91080122,100]
[98851844,"UPM3 AUTO 25-70 180 ZZZ EUX9 BAR",98616020,"Cable cpl. Power UPM3 1000mm  ",91080122,100]
[98863235,"UPM3 HYBRID 25-50 130 ACA EUX0 ESB",98616020,"Cable cpl. Power UPM3 1000mm  ",91080122,100]
[98863447,"UPM3 HYBRID 25-70 130 ACA EUX0 ESB",98460258,"Cable cpl. Power UPM3 1000mm  ",91080122,100]
[98864770,"UPM3 AUTO L 25-70 180 ZZZ EUX9 BAR",98616020,"Cable cpl. Power UPM3 1000mm  ",91080122,100]
[98868188,"UPM3 AUTO 25-50 130 ZZZ EUX9 ELN",98460258,"Cable cpl. Power UPM3 1000mm  ",91080122,100]
[98870351,"UPM3 AUTO 15-70 130 ZZZ EUX3 FOI",98616020,"Cable cpl. Power UPM3 1000mm  ",91080122,100]
[98870759,"UPM3 AUTO L 25-70 N 130 ZZZ EUX9 VAR",98460258,"Cable cpl. Power UPM3 1000mm  ",91080122,100]
[98875845,"UPM3 SOLAR 15-145 CIAO2 CZA EUX9 RT",98616020,"Cable cpl. Power UPM3 1000mm  ",91080122,100]
[98881753,"UPM3 AUTO 15-50 130 ZZZ EUX9 ELN",98460258,"Cable cpl. Power UPM3 1000mm  ",91080122,100]
[98883305,"UPM3 AUTO L 25-70 130 ZZZ EUX0 ANK",98616020,"Cable cpl. Power UPM3 1000mm  ",91080122,100]
[98905974,"UPM3 25-75 180 AZA EUX0 YGN",98460258,"Cable cpl. Power UPM3 1000mm  ",91080122,100]
[98915098,"UPM3 FLEX AS 15-70 130 AZJ EUX0 WPL",98616020,"Cable cpl. Power UPM3 1000mm  ",91080122,100]
[98916819,"UPM3 AUTO 25-70 180 ZZZ EUX9 DBI",98460258,"Cable cpl. Power UPM3 1000mm  ",91080122,100]
[98918041,"UPM3 SOLAR 25-75 130 CZA EUX9 LKA",98616020,"Cable cpl. Power UPM3 1000mm  ",91080122,100]
[98920838,"UPM3K FLEX AS 15-70 130 AZJ EUX9 FIO",98460258,"Cable cpl. Power UPM3 1000mm  ",91080122,100]
[98920986,"UPM3 AUTO 25-70 130 ZZZ EUX9 RWC",98460258,"Cable cpl. Power UPM3 1000mm  ",91080122,100]
[98921076,"UPM3 25-50 180 AZA EUX0 YGN",98460258,"Cable cpl. Power UPM3 1000mm  ",91080122,100]
[98926736,"UPM3 FLEX AS 25-70 130 AZJ EUX9 AQE",98460258,"Cable cpl. Power UPM3 1000mm  ",91080122,100]
[98926816,"UPM3 AUTO L 25-70 130 ZZZ EUX0 UNT",98460258,"Cable cpl. Power UPM3 1000mm  ",91080122,100]
[98929396,"UPM3 AUTO L 25-70 130 ZZZ EUX9 IVK",98460258,"Cable cpl. Power UPM3 1000mm  ",91080122,100]
[98937189,"UPM3 FLEX AS 25-70 130 AZJ EUX9 ELH",98460258,"Cable cpl. Power UPM3 1000mm  ",91080122,100]
[98938535,"UPM3 AUTO L 25-70 130 ZZZ EUX9 TEL",98460258,"Cable cpl. Power UPM3 1000mm  ",91080122,100]
[98938540,"UPM3 15-70 130 AZA EUX9 ZER",98460258,"Cable cpl. Power UPM3 1000mm  ",91080122,100]
[98943324,"UPM3 AUTO 15-70 130 ZZZ EUX9 KOZ",98616020,"Cable cpl. Power UPM3 1000mm  ",91080122,100]
[98947261,"UPM3 HYBRID 25-70 130 ACA EUX9 GS",98460258,"Cable cpl. Power UPM3 1000mm  ",91080122,100]
[98947490,"UPM3 AUTO L 15-70 130 ZZZ EUX9 BTT",98460258,"Cable cpl. Power UPM3 1000mm  ",91080122,100]
[98948516,"UPM3 HYBRID 15-70 130 ACA EUX9 GS",98460258,"Cable cpl. Power UPM3 1000mm  ",91080122,100]
[98950076,"UPM3 SOLAR 25-75 130 CZA EUY9 LKA",98616020,"Cable cpl. Power UPM3 1000mm  ",91080122,100]
[98951579,"UPM3 FLEX AC 15-70 130 ACA EUX6 RIT",98616020,"Cable cpl. Power UPM3 1000mm  ",91080122,100]
[98954063,"UPM3 AUTO L 25-70 180 ZZZ EUX9 TEP",98460258,"Cable cpl. Power UPM3 1000mm  ",91080122,100]
[98956241,"UPM3 SOLAR 15-75 130 CZA EUX3 ENS",98616020,"Cable cpl. Power UPM3 1000mm  ",91080122,100]
[98958869,"UPM3 SOLAR 15-75 130 CZA EUX9 SNX",98616020,"Cable cpl. Power UPM3 1000mm  ",91080122,100]
[98963380,"UPM3 AUTO L 25-70 130 ZZZ EUX9 UKS",98460258,"Cable cpl. Power UPM3 1000mm  ",91080122,100]
[98964045,"UPM3 HYBRID 25-70 130 ACA EUX9 ZER",98460258,"Cable cpl. Power UPM3 1000mm  ",91080122,100]
[98967045,"UPM3 FLEX AS 25-70 180 AZJ EUX0 TNG",98616020,"Cable cpl. Power UPM3 1000mm  ",91080122,100]
[98973548,"UPM3 FLEX AS 15-70 CACAO AZJ EUX9 TE",98460258,"Cable cpl. Power UPM3 1000mm  ",91080122,100]
[98981785,"UPM3 base SOLAR Hybrid",98616020,"Cable cpl. Power UPM3 1000mm  ",91080122,100]
[98983740,"UPM3K AUTO L 25-70 180 ZZZ EUX9 IKA",98460258,"Cable cpl. Power UPM3 1000mm  ",91080122,100]
[98986957,"UPM3 AUTO L 15-70 130 ZZZ EUX9 YDR",98616020,"Cable cpl. Power UPM3 1000mm  ",91080122,100]
[98987832,"UPM3 AUTO L 25-50 180 ZZZ EUX9 EIO",98616020,"Cable cpl. Power UPM3 1000mm  ",91080122,100]
[98992014,"UPM3 AUTO L 25-70 130 ZZZ EUX0 RYC",98460258,"Cable cpl. Power UPM3 1000mm  ",91080122,100]
[98992457,"UPM3 AUTO L 25-70 130 ZZZ EUX9 MEN",98616020,"Cable cpl. Power UPM3 1000mm  ",91080122,100]
[98992490,"UPM3 AUTO L 25-70 130 ZZZ EUX9 TEI",98460258,"Cable cpl. Power UPM3 1000mm  ",91080122,100]
[98995221,"UPM3 FLEX AS 25-70 130 AZJ EUX9 FRT",98460258,"Cable cpl. Power UPM3 1000mm  ",91080122,100]
[99016706,"UPM3 AUTO L 25-70 180 ZZZ EUX9 YDR",98616020,"Cable cpl. Power UPM3 1000mm  ",91080122,100]
[99016993,"UPM3 AUTO L 15-70 130 ZZZ EUX9 AWM",98460258,"Cable cpl. Power UPM3 1000mm  ",91080122,100]
[99017893,"UPM3 AUTO L 25-70 130 ZZZ EUX9 UNL",98460258,"Cable cpl. Power UPM3 1000mm  ",91080122,100]
[99019518,"UPM3 15-70 130 CZA EUX0 RIT",98616020,"Cable cpl. Power UPM3 1000mm  ",91080122,100]
[98583645,"UPM3 25-75 180 9H minisuperseal",98373382,"Cable cpl. Power UPM3 2000mm",91080122,70]
[98698787,"UPM3 AUTO L 25-50 180 ZZA EUX9 PRA",98373384,"Cable cpl. Power UPM3 2000mm",91080122,70]
[98700674,"UPM3 15-40 130 AZA EUX9 SSO",98373384,"Cable cpl. Power UPM3 2000mm",91080122,70]
[98712647,"UPM3 AUTO L 15-70 130 ZZA EUX9 BRV",98616051,"Cable cpl. Power UPM3 2000mm",91080122,70]
[98764136,"UPM3 AUTO L 25-70 180 ZZZ EUX6 MBP",98616051,"Cable cpl. Power UPM3 2000mm",91080122,70]
[98764167,"UPM3 FLEX AS 25-70 130 AZJ EUX9 NAT",98616051,"Cable cpl. Power UPM3 2000mm",91080122,70]
[98802831,"UPM3 AUTO L 25-70 130 ZZZ EUX0 MIC",98373382,"Cable cpl. Power UPM3 2000mm",91080122,70]
[98807367,"UPM3 15-70 130 AZJ EUY9 DDI",98373382,"Cable cpl. Power UPM3 2000mm",91080122,70]
[98811030,"UPM3 FLEX AS 25-70 180 AZJ EUX9 DU",98616051,"Cable cpl. Power UPM3 2000mm",91080122,70]
[98813123,"UPM3 FLEX AS 15-70 CESAO2 AZJ EUX9 IRA",98373382,"Cable cpl. Power UPM3 2000mm",91080122,70]
[98817928,"UPM3 AUTO L 25-70 180 ZZZ EUX6 KHN",98373384,"Cable cpl. Power UPM3 2000mm",91080122,70]
[98819119,"UPM3 AUTO 25-70 130 ZZZ EUX0 SLP",98373384,"Cable cpl. Power UPM3 2000mm",91080122,70]
[98821576,"UPM3 FLEX AS 15-70 130 AZJ EUX3 THR",98373382,"Cable cpl. Power UPM3 2000mm",91080122,70]
[98822951,"UPM3 15-75 130 CZA EUY9 TX",98373382,"Cable cpl. Power UPM3 2000mm",91080122,70]
[98824837,"UPM3 AUTO L 25-70 180 ZZZ EUX9 BRV",98616051,"Cable cpl. Power UPM3 2000mm",91080122,70]
[98828405,"UPM3 HYBRID 25-50 180 ACA EUX9 ARM",98373382,"Cable cpl. Power UPM3 2000mm",91080122,70]
[98834853,"UPM3 SOLAR 25-75 130 CZA EUY9 OV",98616051,"Cable cpl. Power UPM3 2000mm",91080122,70]
[98834884,"UPM3 SOLAR 15-75 130 CZA EUY9 OV",98373382,"Cable cpl. Power UPM3 2000mm",91080122,70]
[98834897,"UPM3 SOLAR 25-75 130 CZA EUY9 AE",98616051,"Cable cpl. Power UPM3 2000mm",91080122,70]
[98834900,"UPM3 SOLAR 15-75 130 CZA EUY9 AE",98373382,"Cable cpl. Power UPM3 2000mm",91080122,70]
[98835513,"UPM3 AUTO L 25-70 180 ZZZ EUX9 LAE",98373382,"Cable cpl. Power UPM3 2000mm",91080122,70]
[98835669,"UPM3 SOLAR 25-75 180 CZA EUX9 OV",98616051,"Cable cpl. Power UPM3 2000mm",91080122,70]
[98839132,"UPM3 AUTO 15-70 130 ZZZ EUX3 TX",98616051,"Cable cpl. Power UPM3 2000mm",91080122,70]
[98839134,"UPM3 AUTO 25-70 180 ZZZ EUX6 TX",98616051,"Cable cpl. Power UPM3 2000mm",91080122,70]
[98839171,"UPM3 SOLAR 15-75 130 CZA EUX9 TX",98616051,"Cable cpl. Power UPM3 2000mm",91080122,70]
[98841011,"UPM3 AUTO L 15-70 130 ZZZ EUX9 LKA",98373384,"Cable cpl. Power UPM3 2000mm",91080122,70]
[98842238,"UPM3 15-40 130 AZA EUX6 SLP",98373384,"Cable cpl. Power UPM3 2000mm",91080122,70]
[98842566,"UPM3 AUTO 25-70 180 ZZZ EUX9 MB",98616051,"Cable cpl. Power UPM3 2000mm",91080122,70]
[98844215,"UPM3 AUTO 15-70 130 ZZZ EUX9 TAO",98616051,"Cable cpl. Power UPM3 2000mm",91080122,70]
[98853387,"UPM3 AUTO L 70 PH ZZZ EUX9 LKA",98373384,"Cable cpl. Power UPM3 2000mm",91080122,70]
[98860430,"UPM3 FLEX AS 15-70 GGES3 AZJ EUX9 HRM",98373382,"Cable cpl. Power UPM3 2000mm",91080122,70]
[98866320,"UPM3 15-40 130 AZA EUX9 SSO",98373384,"Cable cpl. Power UPM3 2000mm",91080122,70]
[98871239,"UPM3 15-75 CACAO AZA EUX9 WO",98373382,"Cable cpl. Power UPM3 2000mm",91080122,70]
[98872946,"UPM3 AUTO 25-70 130 ZZZ EUX9 DRL",98373384,"Cable cpl. Power UPM3 2000mm",91080122,70]
[98873703,"UPM3 AUTO L 15-70 130 ZZZ EUX9 MB",98616051,"Cable cpl. Power UPM3 2000mm",91080122,70]
[98880375,"UPM3 AUTO 25-70 180 ZZZ EUX9 VAR",98373382,"Cable cpl. Power UPM3 2000mm",91080122,70]
[98885235,"UPM3 AUTO L 25-70 N 130 ZZZ EUX3 VAR",98373382,"Cable cpl. Power UPM3 2000mm",91080122,70]
[98887651,"UPM3 AUTO L 15-50 130 ZZZ EUX9 RN",98373384,"Cable cpl. Power UPM3 2000mm",91080122,70]
[98887657,"UPM3 AUTO L 15-70 130 ZZZ EUX9 RN",98373384,"Cable cpl. Power UPM3 2000mm",91080122,70]
[98891104,"UPM3 HYBRID 25-70 180 ACA EUX9 HTJ",98616051,"Cable cpl. Power UPM3 2000mm",91080122,70]
[98894243,"UPM3 15-75 130 AZA EUX9 AGO",98373384,"Cable cpl. Power UPM3 2000mm",91080122,70]
[98896481,"UPM3 AUTO L 25-70 180 ZZZ EUX9 SNK",98616051,"Cable cpl. Power UPM3 2000mm",91080122,70]
[98896483,"UPM3 AUTO L 15-70 130 ZZZ EUX9 SNK",98616051,"Cable cpl. Power UPM3 2000mm",91080122,70]
[98896564,"UPM3 25-50 180 AZA EUX3 AVL",98616051,"Cable cpl. Power UPM3 2000mm",91080122,70]
[98914369,"UPM3 AUTO L 15-70 GGMBP3 ZZZ EUX0 TRS",98373384,"Cable cpl. Power UPM3 2000mm",91080122,70]
[98918582,"UPM3 FLEX AS 25-70 130 AZJ EUX6 GRD",98616051,"Cable cpl. Power UPM3 2000mm",91080122,70]
[98927164,"UPM3 AUTO 25-70 130 ZZZ EUX3 JAR",98373384,"Cable cpl. Power UPM3 2000mm",91080122,70]
[98929017,"UPM3 25-75 130 AZA EUX9 RMB",98616051,"Cable cpl. Power UPM3 2000mm",91080122,70]
[]
[98936032,"UPM3 SOLAR 15-145 130 CZA EUX9 HAD",98373384,"Cable cpl. Power UPM3 2000mm",91080122,70]
[98936121,"UPM3 AUTO L 25-70 180 ZZZ EUX9 STH",98373384,"Cable cpl. Power UPM3 2000mm",91080122,70]
[98939129,"UPM3 AUTO L 15-70 GGBP3 ZZZ EUX6 VTE",98373384,"Cable cpl. Power UPM3 2000mm",91080122,70]
[98939428,"UPM3 AUTO L 25-50 130 ZZZ EUX3 LEA",98616051,"Cable cpl. Power UPM3 2000mm",91080122,70]
[]
[98940968,"UPM3 HYBRID 25-70 180 ACA EUX9 TSH",98373384,"Cable cpl. Power UPM3 2000mm",91080122,70]
[98941574,"UPM3 HYBRID 25-70 180 ACA EUX9 RIT",98373384,"Cable cpl. Power UPM3 2000mm",91080122,70]
[98953971,"UPM3 25-75 180 AZA EUX9 KWE",98373384,"Cable cpl. Power UPM3 2000mm",91080122,70]
[98956273,"UPM3 15-60 130 AZA EUX9 KWE",98373384,"Cable cpl. Power UPM3 2000mm",91080122,70]
[98958547,"UPM3 HYBRID 25-70 130 ACA EUX3 WAK",98373382,"Cable cpl. Power UPM3 2000mm",91080122,70]
[98967044,"UPM3 FLEX AS 25-70 180 AZJ EUX9 RMA",98373384,"Cable cpl. Power UPM3 2000mm",91080122,70]
[98973799,"UPM3 AUTO L 15-70 CIL3 ZZZ EUX0 TAO",98373384,"Cable cpl. Power UPM3 2000mm",91080122,70]
[98977791,"UPM3 HYBRID 15-70 130 ACA EUX9 AZP",98616051,"Cable cpl. Power UPM3 2000mm",91080122,70]
[98986199,"UPM3 AUTO L 25-70 130 ZZZ EUX3 LEA",98616051,"Cable cpl. Power UPM3 2000mm",91080122,70]
[98986497,"UPM3 FLEX AS 25-75 130 AZA EUX9 GAL",98373382,"Cable cpl. Power UPM3 2000mm",91080122,70]
[98987102,"UPM3 AUTO L 25-70 180 ZZZ EUX9 SAI",98373384,"Cable cpl. Power UPM3 2000mm",91080122,70]
[98987838,"UPM3 HYBRID 25-70 130 ACA EUX9 AQT",98616051,"Cable cpl. Power UPM3 2000mm",91080122,70]
[98990624,"UPM3 25-75 180 AZA EUX9 IDO",98616051,"Cable cpl. Power UPM3 2000mm",91080122,70]
[98991359,"UPM3 FLEX AS 15-70 130 AZJ EUX0 UGR",98373382,"Cable cpl. Power UPM3 2000mm",91080122,70]
[98991856,"UPM3 AUTO 15-70 130 ZZZ EUX3 HSF",98373384,"Cable cpl. Power UPM3 2000mm",91080122,70]
[98998121,"UPM3 AUTO L 25-70 180 ZZZ EUX9 EIO",98616051,"Cable cpl. Power UPM3 2000mm",91080122,70]
[99009684,"UPM3 HYBRID 15-70 130 ACA EUX9 HTJ",98616051,"Cable cpl. Power UPM3 2000mm",91080122,70]
[99013593,"UPM3 DHW 15-70 N 130 AZJ EUX9 PEW",98373384,"Cable cpl. Power UPM3 2000mm",91080122,70]
[99017263,"UPM3 HYBRID 25-70 180 ACJ EUX9 AQT",98616051,"Cable cpl. Power UPM3 2000mm",91080122,70]
[99021164,"UPM3 25-75 130 AZA EUX9 RMB",98616051,"Cable cpl. Power UPM3 2000mm",91080122,70]
[99023951,"Pump basic cpl. UPM3 7m CHB AU",98373384,"Cable cpl. Power UPM3 2000mm",91080122,70]
[99026124,"UPM3 DHW 15-70 CIL3 AZJ EUX3 RGU",98373384,"Cable cpl. Power UPM3 2000mm",91080122,70]
[99026202,"UPM3 DHW 15-70 N 130 AZJ EUX3 RGU",98373382,"Cable cpl. Power UPM3 2000mm",91080122,70]
[99029722,"UPM3 SOLAR 25-75 180 CZA EUX0 SLR",98373384,"Cable cpl. Power UPM3 2000mm",91080122,70]
[99030830,"UPM3 FLEX AS 15-70 130 AZJ EUX0 EIS",98373382,"Cable cpl. Power UPM3 2000mm",91080122,70]
[99038529,"UPM3 FLEX AS 15-70 130 AZJ EUX9 SFI",98373382,"Cable cpl. Power UPM3 2000mm",91080122,70]
[98769676,"UPM3 FLEX AS 25-70 130 AZJ EUX6 BAC",98460259,"Cable cpl. Power UPM3 4000mm",91080122,40]
[98786495,"UPM3 25-40 180 AZA EUY9 ALH",98460259,"Cable cpl. Power UPM3 4000mm",91080122,40]
[98844667,"UPM3 25-60 180 AZA EUY9 ALH",98460259,"Cable cpl. Power UPM3 4000mm",91080122,40]
[98847768,"UPM3 32-75 180 AZA EUY9 ALH",98460259,"Cable cpl. Power UPM3 4000mm",91080122,40]
[98872871,"UPM3 25-75 130 AZA EUY3 HOL",98460259,"Cable cpl. Power UPM3 4000mm",91080122,40]
[98904587,"UPM3 AUTO 25-70 180 ZZZ EUX0 AXI",98460259,"Cable cpl. Power UPM3 4000mm",91080122,40]
[98933555,"UPM3 HYBRID 25-70 180 ACA EUX9 SYS",98460259,"Cable cpl. Power UPM3 4000mm",91080122,40]
[98936108,"UPM3 AUTO L 25-70 130 ZZZ EUX9 STH",98460259,"Cable cpl. Power UPM3 4000mm",91080122,40]
[98969904,"UPM3 25-75 180 CZA EUX9 KES",98460259,"Cable cpl. Power UPM3 4000mm",91080122,40]
[98969932,"UPM3 25-75 N 180 CZA EUX9 KES",98460259,"Cable cpl. Power UPM3 4000mm",91080122,40]
[98642670,"UPM3 25-70 130 3H AUTO TB",98614629,"Cable cpl. Superseal Molex UPM3 150mm  ",91080122,200]
[98838530,"UPM3 AUTO 15-70 130 ZZZ EUX3 TB",98614629,"Cable cpl. Superseal Molex UPM3 150mm  ",91080122,200]
[98846073,"UPM3 AUTO 15-70 CIL3PA ZZZ EUX3 TB",98614629,"Cable cpl. Superseal Molex UPM3 150mm  ",91080122,200]

{"sheet":"Signal Cable","index":4,"n_rows":73,"n_cols":5,"rows_kept":73,"cut":false,"hidden":false,"merged":[]}
["ref pompe","description","accessoires","description","Ref Sachet"]
[98583645,"UPM3 25-75 180 9H minisuperseal",98347385,"Cable cpl. Signal UPM3 2000mm",91080122]
[98690312,"UPM3 HYBRID 25-70 180 ACA EUX9 WZ",98460256,"Cable cpl. Signal UPM3 1000mm",91080122]
[98700188,"UPM3 SOLAR 15-75 130 CCJ EUX9 OES",98460256,"Cable cpl. Signal UPM3 1000mm",91080122]
[98700674,"UPM3 15-40 130 AZA EUX9 SSO",98347385,"Cable cpl. Signal UPM3 2000mm",91080122]
[98711808,"UPM3 HYBRID 15-50 130 ACA EUX9 LUC",98460256,"Cable cpl. Signal UPM3 1000mm",91080122]
[98764167,"UPM3 FLEX AS 25-70 130 AZJ EUX9 NAT",98347385,"Cable cpl. Signal UPM3 2000mm",91080122]
[98794416,"UPM3 25-75 180 AZA EUX9 GEJ",98460256,"Cable cpl. Signal UPM3 1000mm",91080122]
[98807367,"UPM3 15-70 130 AZJ EUY9 DDI",97940991,"Signal cable UPM2  ",91080122]
[98809849,"UPM3 FLEX AS 15-70 CESAO2 AZJ EUX0 EMA",98460256,"Cable cpl. Signal UPM3 1000mm",91080122]
[98810283,"UPM3 FLEX AS 15-70 CESAO2 AZJ EUX0 EMA",98460256,"Cable cpl. Signal UPM3 1000mm",91080122]
[98811030,"UPM3 FLEX AS 25-70 180 AZJ EUX9 DU",98347385,"Cable cpl. Signal UPM3 2000mm",91080122]
[98813123,"UPM3 FLEX AS 15-70 CESAO2 AZJ EUX9 IRA",98347385,"Cable cpl. Signal UPM3 2000mm",91080122]
[98815404,"UPM3 25-75 180 AZJ EUX9 GU",98460256,"Cable cpl. Signal UPM3 1000mm",91080122]
[98818876,"UPM3 HYBRID 25-70 180 ACA EUX9 IND",98460256,"Cable cpl. Signal UPM3 1000mm",91080122]
[98828405,"UPM3 HYBRID 25-50 180 ACA EUX9 ARM",98347385,"Cable cpl. Signal UPM3 2000mm",91080122]
[98833641,"UPM3 15-75 130 CZA EUX6 TAO",98460256,"Cable cpl. Signal UPM3 1000mm",91080122]
[98834727,"UPM3 25-75 180 AZA EUX0 VAR",98460256,"Cable cpl. Signal UPM3 1000mm",91080122]
[98834884,"UPM3 SOLAR 15-75 130 CZA EUY9 OV",97940991,"Signal cable UPM2  ",91080122]
[98834897,"UPM3 SOLAR 25-75 130 CZA EUY9 AE",97940991,"Signal cable UPM2  ",91080122]
[98834900,"UPM3 SOLAR 15-75 130 CZA EUY9 AE",97940991,"Signal cable UPM2  ",91080122]
[98835669,"UPM3 SOLAR 25-75 180 CZA EUX9 OV",98347385,"Cable cpl. Signal UPM3 2000mm",91080122]
[98835697,"UPM3 15-70 130 AZA EUY0 TX",96488940,"Cable signal cpl UPER 700mm STD",91080122]
[98839171,"UPM3 SOLAR 15-75 130 CZA EUX9 TX",98347385,"Cable cpl. Signal UPM3 2000mm",91080122]
[98842238,"UPM3 15-40 130 AZA EUX6 SLP",98347385,"Cable cpl. Signal UPM3 2000mm",91080122]
[98843707,"UPM3 25-70 130 AZA EUX9 PRZ",98460256,"Cable cpl. Signal UPM3 1000mm",91080122]
[98866320,"UPM3 15-40 130 AZA EUX9 SSO",98347385,"Cable cpl. Signal UPM3 2000mm",91080122]
[98870806,"UPM3 HYBRID 25-70 180 ACA EUX9 HHG",98460256,"Cable cpl. Signal UPM3 1000mm",91080122]
[98871239,"UPM3 15-75 CACAO AZA EUX9 WO",98347385,"Cable cpl. Signal UPM3 2000mm",91080122]
[98872458,"UPM3 HYBRID 15-70 130 ACA EUX9 ONE",98460256,"Cable cpl. Signal UPM3 1000mm",91080122]
[98875760,"UPM3 FLEX AS 15-70 130 AZJ EUX9 FIO",98460256,"Cable cpl. Signal UPM3 1000mm",91080122]
[98875845,"UPM3 SOLAR 15-145 CIAO2 CZA EUX9 RT",98460256,"Cable cpl. Signal UPM3 1000mm",91080122]
[98891104,"UPM3 HYBRID 25-70 180 ACA EUX9 HTJ",98347385,"Cable cpl. Signal UPM3 2000mm",91080122]
[98894243,"UPM3 15-75 130 AZA EUX9 AGO",98347385,"Cable cpl. Signal UPM3 2000mm",91080122]
[98903383,"UPM3 FLEX AS 15-70 130 AZJ EUX9 WOT",98460256,"Cable cpl. Signal UPM3 1000mm",91080122]
[98918041,"UPM3 SOLAR 25-75 130 CZA EUX9 LKA",98460256,"Cable cpl. Signal UPM3 1000mm",91080122]
[98920838,"UPM3K FLEX AS 15-70 130 AZJ EUX9 FIO",98460256,"Cable cpl. Signal UPM3 1000mm",91080122]
[98929017,"UPM3 25-75 130 AZA EUX9 RMB",98347385,"Cable cpl. Signal UPM3 2000mm",91080122]
[98930739,"UPM3 FLEX AS 15-70 130 AZJ EUX9 CLA",98460256,"Cable cpl. Signal UPM3 1000mm",91080122]
[98933555,"UPM3 HYBRID 25-70 180 ACA EUX9 SYS",98347385,"Cable cpl. Signal UPM3 2000mm",91080122]
[98936032,"UPM3 SOLAR 15-145 130 CZA EUX9 HAD",98347385,"Cable cpl. Signal UPM3 2000mm",91080122]
[98936950,"UPM3K SOLAR 15-75 130 CZA EUX9 IDL",98460256,"Cable cpl. Signal UPM3 1000mm",91080122]
[98938540,"UPM3 15-70 130 AZA EUX9 ZER",98460256,"Cable cpl. Signal UPM3 1000mm",91080122]
[98941574,"UPM3 HYBRID 25-70 180 ACA EUX9 RIT",98347385,"Cable cpl. Signal UPM3 2000mm",91080122]
[98947261,"UPM3 HYBRID 25-70 130 ACA EUX9 GS",98460256,"Cable cpl. Signal UPM3 1000mm",91080122]
[98948516,"UPM3 HYBRID 15-70 130 ACA EUX9 GS",98460256,"Cable cpl. Signal UPM3 1000mm",91080122]
[98950076,"UPM3 SOLAR 25-75 130 CZA EUY9 LKA",98386202,"Cable PWM signal w/plugin 1000mm STD  ",91080122]
[98951579,"UPM3 FLEX AC 15-70 130 ACA EUX6 RIT",98460256,"Cable cpl. Signal UPM3 1000mm",91080122]
[98952854,"UPM3 FLEX AS 25-70 180 AZJ EUX9 RGU",98460256,"Cable cpl. Signal UPM3 1000mm",91080122]
[98956241,"UPM3 SOLAR 15-75 130 CZA EUX3 ENS",98460256,"Cable cpl. Signal UPM3 1000mm",91080122]
[98958547,"UPM3 HYBRID 25-70 130 ACA EUX3 WAK",98347385,"Cable cpl. Signal UPM3 2000mm",91080122]
[98958869,"UPM3 SOLAR 15-75 130 CZA EUX9 SNX",98460256,"Cable cpl. Signal UPM3 1000mm",91080122]
[98962747,"UPM3 15-70 130 AZA EUX6 TAA",98460256,"Cable cpl. Signal UPM3 1000mm",91080122]
[98964045,"UPM3 HYBRID 25-70 130 ACA EUX9 ZER",98460256,"Cable cpl. Signal UPM3 1000mm",91080122]
[98965360,"UPM3 FLEX AS 25-70 180 AZJ EUX9 RGU",98460256,"Cable cpl. Signal UPM3 1000mm",91080122]
[98969904,"UPM3 25-75 180 CZA EUX9 KES",98347385,"Cable cpl. Signal UPM3 2000mm",91080122]
[98969932,"UPM3 25-75 N 180 CZA EUX9 KES",98347385,"Cable cpl. Signal UPM3 2000mm",91080122]
[98970795,"UPM3K FLEX AS 25-70 130 AZJ EUX0 HSR",98460256,"Cable cpl. Signal UPM3 1000mm",91080122]
[98977791,"UPM3 HYBRID 15-70 130 ACA EUX9 AZP",98347385,"Cable cpl. Signal UPM3 2000mm",91080122]
[98981785,"UPM3 base SOLAR Hybrid",98460256,"Cable cpl. Signal UPM3 1000mm",91080122]
[98986497,"UPM3 FLEX AS 25-75 130 AZA EUX9 GAL",98347385,"Cable cpl. Signal UPM3 2000mm",91080122]
[98990557,"UPM3K HYBRID 15-70 130 ACA EUX9 FIO",98460256,"Cable cpl. Signal UPM3 1000mm",91080122]
[98992005,"UPM3K SOLAR 15-75 130 CZA EUX9 TIE",98460256,"Cable cpl. Signal UPM3 1000mm",91080122]
[99009684,"UPM3 HYBRID 15-70 130 ACA EUX9 HTJ",98347385,"Cable cpl. Signal UPM3 2000mm",91080122]
[99013593,"UPM3 DHW 15-70 N 130 AZJ EUX9 PEW",98347385,"Cable cpl. Signal UPM3 2000mm",91080122]
[99019518,"UPM3 15-70 130 CZA EUX0 RIT",98460256,"Cable cpl. Signal UPM3 1000mm",91080122]
[99021164,"UPM3 25-75 130 AZA EUX9 RMB",98347385,"Cable cpl. Signal UPM3 2000mm",91080122]
[99023951,"Pump basic cpl. UPM3 7m CHB AU",98347385,"Cable cpl. Signal UPM3 2000mm",91080122]
[99026124,"UPM3 DHW 15-70 CIL3 AZJ EUX3 RGU",98347385,"Cable cpl. Signal UPM3 2000mm",91080122]
[99026202,"UPM3 DHW 15-70 N 130 AZJ EUX3 RGU",98347385,"Cable cpl. Signal UPM3 2000mm",91080122]
[99028721,"UPM3 FLEX AC 15-70 CIL3 ACA EUX9 ZHS",98460256,"Cable cpl. Signal UPM3 1000mm",91080122]
[99029722,"UPM3 SOLAR 25-75 180 CZA EUX0 SLR",98347385,"Cable cpl. Signal UPM3 2000mm",91080122]
[99037571,"UPM3 FLEX AS 25-75 130 AZA EUX9 NTS",98460256,"Cable cpl. Signal UPM3 1000mm",91080122]

{"sheet":"Power Adapter","index":5,"n_rows":3,"n_cols":5,"rows_kept":3,"cut":false,"hidden":false,"merged":[]}
["ref pompe","description","accessoires","description","Ref Sachet"]
[98824857,"UPM3 FLEX AS 25-70 130 AZJ EUX0 PZA",98556867,"Adapter Superseal Molex UPM3 50mm",91080122]
[98872816,"UPM3 15-75 130 AZA EUY9 HOL",98556867,"Adapter Superseal Molex UPM3 50mm",91080122]

{"sheet":"Gasket","index":6,"n_rows":110,"n_cols":5,"rows_kept":110,"cut":false,"hidden":false,"merged":[]}
["Object","Description",null,null,"Sachet"]
[null,null,504023,"Gasket D29.5/D21x2","RGP72"]
[98700188,"UPM3 SOLAR 15-75 130 CCJ EUX9 OES",504023,"Gasket D29.5/D21x2","RGP72"]
[98730204,"UPM3 SOLAR 15-75 130 CCJ EUX9 IMM",504023,"Gasket D29.5/D21x2","RGP72"]
[98761050,"UPM3 SOLAR 15-75 130 ITR",504023,"Gasket D29.5/D21x2","RGP72"]
[98808951,"UPM3 HYBRID 15-70 130 ACA EUX9 DU",504023,"Gasket D29.5/D21x2","RGP72"]
[98834884,"UPM3 SOLAR 15-75 130 CZA EUY9 OV",504023,"Gasket D29.5/D21x2","RGP72"]
[98854534,"UPM3 SOLAR 15-75 130 CZA EUX3 WU",504023,"Gasket D29.5/D21x2","RGP72"]
[98860430,"UPM3 FLEX AS 15-70 GGES3 AZJ EUX9 HRM",504023,"Gasket D29.5/D21x2","RGP72"]
[98872390,"UPM3 FLEX AS 15-70 130 AZJ EUX3 KOS",504023,"Gasket D29.5/D21x2","RGP72"]
[98880463,"UPM3 FLEX AS 15-70 CESAO2 AZJ EUX0 KOB",504023,"Gasket D29.5/D21x2","RGP72"]
[98894243,"UPM3 15-75 130 AZA EUX9 AGO",504023,"Gasket D29.5/D21x2","RGP72"]
[98896483,"UPM3 AUTO L 15-70 130 ZZZ EUX9 SNK",504023,"Gasket D29.5/D21x2","RGP72"]
[98901719,"Spare UPM3 SOLAR 15-145 130 CZA EUX9 WU",504023,"Gasket D29.5/D21x2","RGP72"]
[98905396,"UPM3 SOLAR 15-75 130 CZA EUX9 WU",504023,"Gasket D29.5/D21x2","RGP72"]
[98907689,"UPM3 AUTO 15-70 130 ZZZ EUX3 HSF",504023,"Gasket D29.5/D21x2","RGP72"]
[98915098,"UPM3 FLEX AS 15-70 130 AZJ EUX0 WPL",504023,"Gasket D29.5/D21x2","RGP72"]
[98925661,"UPM3 AUTO L 15-70 130 ZZZ EUX9 BX",504023,"Gasket D29.5/D21x2","RGP72"]
[98938540,"UPM3 15-70 130 AZA EUX9 ZER",504023,"Gasket D29.5/D21x2","RGP72"]
[98941782,"UPM3 SOLAR 15-75 CIL3 CZJ EUX9 IMM",504023,"Gasket D29.5/D21x2","RGP72"]
[98948516,"UPM3 HYBRID 15-70 130 ACA EUX9 GS",504023,"Gasket D29.5/D21x2","RGP72"]
[98956241,"UPM3 SOLAR 15-75 130 CZA EUX3 ENS",504023,"Gasket D29.5/D21x2","RGP72"]
[98956273,"UPM3 15-60 130 AZA EUX9 KWE",504023,"Gasket D29.5/D21x2","RGP72"]
[98958869,"UPM3 SOLAR 15-75 130 CZA EUX9 SNX",504023,"Gasket D29.5/D21x2","RGP72"]
[98982782,"UPM3 FLEX AS 15-70 AOKR AZJ EUX0 KOB",504023,"Gasket D29.5/D21x2","RGP72"]
[98983847,"UPM3 DHW 15-70 CIL3 AZJ EUX9 STL",504023,"Gasket D29.5/D21x2","RGP72"]
[98991856,"UPM3 AUTO 15-70 130 ZZZ EUX3 HSF",504023,"Gasket D29.5/D21x2","RGP72"]
[99016993,"UPM3 AUTO L 15-70 130 ZZZ EUX9 AWM",504023,"Gasket D29.5/D21x2","RGP72"]
[99028115,"UPM3 AUTO L 15-70 130 ZZZ EUX9 ALF",504023,"Gasket D29.5/D21x2","RGP72"]
[99028372,"UPM3 FLEX AS 15-70 130 AZA EUX3 KOS",504023,"Gasket D29.5/D21x2","RGP72"]
[99028721,"UPM3 FLEX AC 15-70 CIL3 ACA EUX9 ZHS",504023,"Gasket D29.5/D21x2","RGP72"]
[99030830,"UPM3 FLEX AS 15-70 130 AZJ EUX0 EIS",504023,"Gasket D29.5/D21x2","RGP72"]
[99039012,"UPM3 FLEX AS 15-75 CIL3 AZA EUX9 PRV",504023,"Gasket D29.5/D21x2","RGP72"]
[99043091,"UPM3 15-70 130 AZA EUX9 FHF",504023,"Gasket D29.5/D21x2","RGP72"]
[99043993,"UPM3 15-70 CIL3 AZA EUX9 SUA",504023,"Gasket D29.5/D21x2","RGP72"]
[99043997,"UPM3 AUTO L 15-70 130 ZZZ EUX9 GDX",504023,"Gasket D29.5/D21x2","RGP72"]
["59T07963","UPM3 15-75 CRU AZA EUX9 BTT",504023,"Gasket D29.5/D21x2","RGP72"]
["59T07972","UPM3 FLEX AC 15-70 130 ACA EUX9 SLA",504023,"Gasket D29.5/D21x2","RGP72"]
["59T07976","UPM3 15-75 130 AZA EUX9 LKA",504023,"Gasket D29.5/D21x2","RGP72"]
["59T08054","UPM3 AUTO L 15-70 130 ZZA EUX9 LKA",504023,"Gasket D29.5/D21x2","RGP72"]
["59T08121","UPM3 SOLAR 15-75 130 CCJ EUX9 ITR",504023,"Gasket D29.5/D21x2","RGP72"]
["59T08587","UPM3 SOLAR 15-75 CIL3 CZJ EUX9 IMM",504023,"Gasket D29.5/D21x2","RGP72"]
[null,null,null,null,"RGP72"]
[null,null,null,null,"RGP72"]
[98718720,"UPM3 AUTO 25-50 130 ZZA EUX9 STD",520046,"Gasket D44/D32x2","RGP72"]
[98719096,"UPM3 AUTO 25-70 130 ZZA EUX9 STD",520046,"Gasket D44/D32x2","RGP72"]
[98732472,"UPM3 HYBRID 25-70 130 ACA EUX9 WZ",520046,"Gasket D44/D32x2","RGP72"]
[98732697,"UPM3 HYBRID 25-70 180 ACA EUX9 WZ",520046,"Gasket D44/D32x2","RGP72"]
[98794416,"UPM3 25-75 180 AZA EUX9 GEJ",520046,"Gasket D44/D32x2","RGP72"]
[98811030,"UPM3 FLEX AS 25-70 180 AZJ EUX9 DU",520046,"Gasket D44/D32x2","RGP72"]
[98819119,"UPM3 AUTO 25-70 130 ZZZ EUX0 SLP",520046,"Gasket D44/D32x2","RGP72"]
[98828405,"UPM3 HYBRID 25-50 180 ACA EUX9 ARM",520046,"Gasket D44/D32x2","RGP72"]
[98834853,"UPM3 SOLAR 25-75 130 CZA EUY9 OV",520046,"Gasket D44/D32x2","RGP72"]
[98838263,"UPM3 25-70 180 AZJ EUX9 VAI",520046,"Gasket D44/D32x2","RGP72"]
[98838477,"UPM3 AUTO 25-70 180 ZZZ EUX0 VAI",520046,"Gasket D44/D32x2","RGP72"]
[98838518,"UPM3 AUTO L 25-70 180 ZZZ EUX0 VAI",520046,"Gasket D44/D32x2","RGP72"]
[98855174,"UPM3 FLEX AS 25-70 180 AZJ EUX9 WU",520046,"Gasket D44/D32x2","RGP72"]
[98859657,"UPM3 FLEX AC 25-70 180 ACA EUX9 HUM",520046,"Gasket D44/D32x2","RGP72"]
[98868521,"UPM3 25-70 130 AZA EUX9 HIT",520046,"Gasket D44/D32x2","RGP72"]
[98868524,"UPM3 25-75 130 AZA EUX9 HIT",520046,"Gasket D44/D32x2","RGP72"]
[98869860,"UPM3 HYBRID 25-70 180 ACA EUX9 KRG",520046,"Gasket D44/D32x2","RGP72"]
[98872946,"UPM3 AUTO 25-70 130 ZZZ EUX9 DRL",520046,"Gasket D44/D32x2","RGP72"]
[98873991,"UPM3 AUTO L 25-70 130 ZZZ EUX9 WAF",520046,"Gasket D44/D32x2","RGP72"]
[98874750,"UPM3 AUTO 25-70 130 ZZZ EUX9 RWC",520046,"Gasket D44/D32x2","RGP72"]
[98885235,"UPM3 AUTO L 25-70 N 130 ZZZ EUX3 VAR",520046,"Gasket D44/D32x2","RGP72"]
[98896481,"UPM3 AUTO L 25-70 180 ZZZ EUX9 SNK",520046,"Gasket D44/D32x2","RGP72"]
[98904190,"UPM3 AUTO L 25-70 130 ZZZ EUX9 HOT",520046,"Gasket D44/D32x2","RGP72"]
[98914324,"UPM3 AUTO L 25-70 130 ZZZ EUX0 TRS",520046,"Gasket D44/D32x2","RGP72"]
[98918041,"UPM3 SOLAR 25-75 130 CZA EUX9 LKA",520046,"Gasket D44/D32x2","RGP72"]
[98918582,"UPM3 FLEX AS 25-70 130 AZJ EUX6 GRD",520046,"Gasket D44/D32x2","RGP72"]
[98920928,"UPM3 AUTO L 25-70 130 ZZZ EUX9 AGB",520046,"Gasket D44/D32x2","RGP72"]
[98920986,"UPM3 AUTO 25-70 130 ZZZ EUX9 RWC",520046,"Gasket D44/D32x2","RGP72"]
[98922125,"UPM3 AUTO L 25-70 130 ZZZ EUX9 MTR",520046,"Gasket D44/D32x2","RGP72"]
[98925667,"UPM3 AUTO L 25-70 130 ZZZ EUX9 BX",520046,"Gasket D44/D32x2","RGP72"]
[98929396,"UPM3 AUTO L 25-70 130 ZZZ EUX9 IVK",520046,"Gasket D44/D32x2","RGP72"]
[98932996,"UPM3 AUTO L 25-70 130 ZZZ EUX0 GKT",520046,"Gasket D44/D32x2","RGP72"]
[98937189,"UPM3 FLEX AS 25-70 130 AZJ EUX9 ELH",520046,"Gasket D44/D32x2","RGP72"]
[98938535,"UPM3 AUTO L 25-70 130 ZZZ EUX9 TEL",520046,"Gasket D44/D32x2","RGP72"]
[98941574,"UPM3 HYBRID 25-70 180 ACA EUX9 RIT",520046,"Gasket D44/D32x2","RGP72"]
[98942555,"UPM3 FLEX AS 25-75 130 AZA EUX3 ELT",520046,"Gasket D44/D32x2","RGP72"]
[98947261,"UPM3 HYBRID 25-70 130 ACA EUX9 GS",520046,"Gasket D44/D32x2","RGP72"]
[98950076,"UPM3 SOLAR 25-75 130 CZA EUY9 LKA",520046,"Gasket D44/D32x2","RGP72"]
[98953971,"UPM3 25-75 180 AZA EUX9 KWE",520046,"Gasket D44/D32x2","RGP72"]
[98954063,"UPM3 AUTO L 25-70 180 ZZZ EUX9 TEP",520046,"Gasket D44/D32x2","RGP72"]
[98954773,"UPM3 SOLAR 25-75 180 CZA EUX9 JNI",520046,"Gasket D44/D32x2","RGP72"]
[98955352,"UPM3 SOLAR 25-105 180 CZA EUX9 JNI",520046,"Gasket D44/D32x2","RGP72"]
[98963380,"UPM3 AUTO L 25-70 130 ZZZ EUX9 UKS",520046,"Gasket D44/D32x2","RGP72"]
[98964045,"UPM3 HYBRID 25-70 130 ACA EUX9 ZER",520046,"Gasket D44/D32x2","RGP72"]
[98969369,"UPM3 HYBRID 25-70 130 ACA EUX9 RIT",520046,"Gasket D44/D32x2","RGP72"]
[98969425,"UPM3 HYBRID 25-70 130 ACA EUX9 RIT",520046,"Gasket D44/D32x2","RGP72"]
[98976518,"UPM3 25-75 180 AZA EUX3 SVO",520046,"Gasket D44/D32x2","RGP72"]
[98977400,"UPM3 AUTO 25-50 180 ZZZ EUX9 WU",520046,"Gasket D44/D32x2","RGP72"]
[98980842,"UPM3 AUTO L 25-70 180 ZZZ EUX6 EDM",520046,"Gasket D44/D32x2","RGP72"]
[98986497,"UPM3 FLEX AS 25-75 130 AZA EUX9 GAL",520046,"Gasket D44/D32x2","RGP72"]
[98992014,"UPM3 AUTO L 25-70 130 ZZZ EUX0 RYC",520046,"Gasket D44/D32x2","RGP72"]
[98992490,"UPM3 AUTO L 25-70 130 ZZZ EUX9 TEI",520046,"Gasket D44/D32x2","RGP72"]
[98995221,"UPM3 FLEX AS 25-70 130 AZJ EUX9 FRT",520046,"Gasket D44/D32x2","RGP72"]
[99017893,"UPM3 AUTO L 25-70 130 ZZZ EUX9 UNL",520046,"Gasket D44/D32x2","RGP72"]
[99018207,"UPM3 SOLAR 25-145 180 CZA EUX9 JNI",520046,"Gasket D44/D32x2","RGP72"]
[99020698,"UPM3 HYBRID 25-70 180 ACA EUX9 GRI",520046,"Gasket D44/D32x2","RGP72"]
[99024601,"UPM3K SOLAR 25-145 130 CZA EUX3 AVN",520046,"Gasket D44/D32x2","RGP72"]
[99024660,"UPM3 25-60 130 AZA EUX9 FY",520046,"Gasket D44/D32x2","RGP72"]
[99030903,"UPM3 SOLAR 25-145 130 CZA EUX9 ENS",520046,"Gasket D44/D32x2","RGP72"]
[99037571,"UPM3 FLEX AS 25-75 130 AZA EUX9 NTS",520046,"Gasket D44/D32x2","RGP72"]
[99043995,"UPM3 SOLAR 25-145 130 CZA EUX9 SUA",520046,"Gasket D44/D32x2","RGP72"]
["59T07978","UPM3 FLEX AS 25-70 130 AZJ EUX9 ENS",520046,"Gasket D44/D32x2","RGP72"]
["59T08053","UPM3 FLEX AS 25-70 180 AZJ EUX9 GEJ",520046,"Gasket D44/D32x2","RGP72"]
["59T08082","UPM3 SOLAR 25-75 130 CZJ EUX9 AE",520046,"Gasket D44/D32x2","RGP72"]
["59T08205","UPM3 15-70 CAOD3 ACA EUX3 VI",520046,"Gasket D44/D32x2","RGP72"]
["59T08223","UPM3 SOLAR 25-75 180 ZCJ EUX9 EKC",520046,"Gasket D44/D32x2","RGP72"]

{"sheet":"Acccessoires dans BOM","index":7,"n_rows":409,"n_cols":11,"rows_kept":409,"cut":false,"hidden":false,"merged":[]}
["ref pompe","description","accessoires","description","H13 Sparta\nH14 Pump head IWC UPM3","Qté","SUT","Mini\nLot\nSize","Rounding\n value",null,"Commentaire ASC"]
[59200742,"UPM3 FLEX AS 15-70 130 AZJ EUX3 NIB",98603960,"Quick guide UPM3 FLEX AS  ","H13",175,"5",175,175]
[59200743,"UPM3 FLEX AS 25-70 130 AZJ EUX3 NIB",98603960,"Quick guide UPM3 FLEX AS  ","H13",175,"5",175,175]
[59200750,"UPM3 FLEX AS 25-70 180 AZJ EUX0 NIB",98603960,"Quick guide UPM3 FLEX AS  ","H13",150,"5",150,150]
[59200753,"UPM3 FLEX AS 15-70 130 AZJ EUX6 NIB",98603960,"Quick guide UPM3 FLEX AS  ","H13",175,"5",175,175]
[98583645,"UPM3 25-75 180 9H minisuperseal",98347385,"Cable cpl. Signal UPM3 2000mm","H13",200,"5",0,0,"à voir","packaging is missing"]
[98583645,"UPM3 25-75 180 9H minisuperseal",98373382,"Cable cpl. Power UPM3 2000mm","H13",200,"5",0,0,"à voir","packaging is missing"]
[98642409,"UPM3 15-70 130 6H AUTO KVM",98616020,"Cable cpl. Power UPM3 1000mm  ","H13",140,"5",140,140]
[98642670,"UPM3 25-70 130 3H AUTO TB",98614629,"Cable cpl. Superseal Molex UPM3 150mm  ","H13",140,"5",140,140]
[98642670,"UPM3 25-70 130 3H AUTO TB",98651459,"Quick guide UPM3 AUTO  ","H13",140,"5",140,140]
[98681094,"UPM3 AUTO L 15-70 130 ZZA EUX0 GEM",98651611,"Quick guide UPM3 AUTO L","PF supprimé",175,"5",175,175]
[98681136,"UPM3 AUTO L 15-70 130 ZZA EUX9 GEM",98651611,"Quick guide UPM3 AUTO L","H13",175,"5",175,175]
[98690312,"UPM3 HYBRID 25-70 180 ACA EUX9 WZ",98460256,"Cable cpl. Signal UPM3 1000mm","H13",160,"5",120,120]
[98690312,"UPM3 HYBRID 25-70 180 ACA EUX9 WZ",98460260,"Cable cpl,. Power UPM3 1000mm  ","H13",160,"5",120,120]
[98698262,"UPM3 15-70 AUTO 130 ZZ EUX9 GTR",98460258,"Cable cpl. Power UPM3 1000mm  ","H13",72,"5",72,72]
[98698787,"UPM3 AUTO L 25-50 180 ZZA EUX9 PRA",98373384,"Cable cpl. Power UPM3 2000mm","H13",72,"5",72,72]
[98698787,"UPM3 AUTO L 25-50 180 ZZA EUX9 PRA",98651611,"Quick guide UPM3 AUTO L","H13",72,"5",72,72]
[98700188,"UPM3 SOLAR 15-75 130 CCJ EUX9 OES",98460256,"Cable cpl. Signal UPM3 1000mm","H13",160,"5",140,140]
[98700188,"UPM3 SOLAR 15-75 130 CCJ EUX9 OES",98603956,"Quick guide UPM3 SOLAR","H13",160,"5",140,140]
[98700188,"UPM3 SOLAR 15-75 130 CCJ EUX9 OES",98616020,"Cable cpl. Power UPM3 1000mm  ","H13",160,"5",140,140]
[98700674,"UPM3 15-40 130 AZA EUX9 SSO",98347385,"Cable cpl. Signal UPM3 2000mm","H13",72,"5",72,72]
[98700674,"UPM3 15-40 130 AZA EUX9 SSO",98373384,"Cable cpl. Power UPM3 2000mm","H13",72,"5",72,72]
[98711808,"UPM3 HYBRID 15-50 130 ACA EUX9 LUC",98460256,"Cable cpl. Signal UPM3 1000mm","H13",72,"5",72,72]
[98711808,"UPM3 HYBRID 15-50 130 ACA EUX9 LUC",98460260,"Cable cpl,. Power UPM3 1000mm  ","H13",72,"5",72,72]
[98712647,"UPM3 AUTO L 15-70 130 ZZA EUX9 BRV",98616051,"Cable cpl. Power UPM3 2000mm","H13",160,"5",140,140]
[98712647,"UPM3 AUTO L 15-70 130 ZZA EUX9 BRV",98651611,"Quick guide UPM3 AUTO L","H13",160,"5",140,140]
[98722419,"UPM3 AUTO 15-70 130 ZZA EUX6 DNF",98651459,"Quick guide UPM3 AUTO  ","H13",175,"5",175,175]
[98722507,"UPM3 AUTO 15-70 130 ZZA EUX9 DNF",98651459,"Quick guide UPM3 AUTO  ","H13",175,"5",175,175]
[98723821,"UPM3 AUTO L 15-70 130 ZZA EUX6 KVM",98616020,"Cable cpl. Power UPM3 1000mm  ","H13",160,"5",140,140]
[98743659,"UPM3 AUTO L 15-70 130 ZZ EUX9 DNF",98651611,"Quick guide UPM3 AUTO L","H13",175,"5",175,175]
[98743992,"UPM3 AUTO L 15-70 130 ZZ EUX6 DNF",98651611,"Quick guide UPM3 AUTO L","H13",175,"5",175,175]
[98760909,"UPM3 AUTO 15-70 130 ZZZ EUX9 YBM",98460258,"Cable cpl. Power UPM3 1000mm  ","H13",72,"5",72,72]
[98764136,"UPM3 AUTO L 25-70 180 ZZZ EUX6 MBP",98616051,"Cable cpl. Power UPM3 2000mm","H13",72,"5",72,72]
[98764167,"UPM3 FLEX AS 25-70 130 AZJ EUX9 NAT",98347385,"Cable cpl. Signal UPM3 2000mm","H13",72,"5",72,72]
[98764167,"UPM3 FLEX AS 25-70 130 AZJ EUX9 NAT",98616051,"Cable cpl. Power UPM3 2000mm","H13",72,"5",72,72]
[98769676,"UPM3 FLEX AS 25-70 130 AZJ EUX6 BAC",98460259,"Cable cpl. Power UPM3 4000mm","H13",72,"5",72,72]
[98769676,"UPM3 FLEX AS 25-70 130 AZJ EUX6 BAC",98603960,"Quick guide UPM3 FLEX AS  ","H13",72,"5",72,72]
[98770339,"UPM3 HYBRID 15-70 130 ACA EUX9 ECT",98460260,"Cable cpl,. Power UPM3 1000mm  ","H13",84,"5",72,72]
[98771014,"UPM3 AUTO 15-70 130 ZZZ EUX9 DAF",98460258,"Cable cpl. Power UPM3 1000mm  ","H13",72,"5",72,72]
[98776991,"UPM3 AUTO L 15-70 130 ZZZ EUX0 AMA",98460260,"Cable cpl,. Power UPM3 1000mm  ","H13",72,"5",72,72]
[98786495,"UPM3 25-40 180 AZA EUY9 ALH",98460259,"Cable cpl. Power UPM3 4000mm","H13",72,"5",72,72]
[98794416,"UPM3 25-75 180 AZA EUX9 GEJ",98460256,"Cable cpl. Signal UPM3 1000mm","H13",72,"5",72,72]
[98794416,"UPM3 25-75 180 AZA EUX9 GEJ",98460260,"Cable cpl,. Power UPM3 1000mm  ","H13",72,"5",72,72]
[98800963,"UPM3 HYBRID 25-70 180 ACA EUX6 PM",98603930,"Quick guide UPM3 HYBRID  ","H13",96,"5",96,96]
[98802325,"UPM3 FLEX AS 25-70 130 AZJ EUX9 ENS",98616020,"Cable cpl. Power UPM3 1000mm  ","H13",140,"5",140,140]
[98802831,"UPM3 AUTO L 25-70 130 ZZZ EUX0 MIC",98373382,"Cable cpl. Power UPM3 2000mm","H13",72,"5",72,72]
[98803920,"UPM3 AUTO L 25-70 180 ZZZ EUX9 AIT",98651611,"Quick guide UPM3 AUTO L","H13",150,"5",150,150]
[98804713,"UPM3 AUTO L 25-50 180 ZZZ EUX9 HEK",98616020,"Cable cpl. Power UPM3 1000mm  ","H13",120,"5",120,120]
[98807367,"UPM3 15-70 130 AZJ EUY9 DDI",97940991,"Signal cable UPM2  ","H13",200,"5",140,140]
[98807367,"UPM3 15-70 130 AZJ EUY9 DDI",98373382,"Cable cpl. Power UPM3 2000mm","H13",200,"5",140,140]
[98809849,"UPM3 FLEX AS 15-70 CESAO2 AZJ EUX0 EMA",98460256,"Cable cpl. Signal UPM3 1000mm","H13",140,"5",140,140]
[98809849,"UPM3 FLEX AS 15-70 CESAO2 AZJ EUX0 EMA",98460258,"Cable cpl. Power UPM3 1000mm  ","H13",140,"5",140,140]
[98810283,"UPM3 FLEX AS 15-70 CESAO2 AZJ EUX0 EMA",98460256,"Cable cpl. Signal UPM3 1000mm","H13",140,"5",140,140]
[98810283,"UPM3 FLEX AS 15-70 CESAO2 AZJ EUX0 EMA",98460258,"Cable cpl. Power UPM3 1000mm  ","H13",140,"5",140,140]
[98811030,"UPM3 FLEX AS 25-70 180 AZJ EUX9 DU",98347385,"Cable cpl. Signal UPM3 2000mm","H13",72,"5",72,72]
[98811030,"UPM3 FLEX AS 25-70 180 AZJ EUX9 DU",98603960,"Quick guide UPM3 FLEX AS  ","H13",72,"5",72,72]
[98811030,"UPM3 FLEX AS 25-70 180 AZJ EUX9 DU",98616051,"Cable cpl. Power UPM3 2000mm","H13",72,"5",72,72]
[98813123,"UPM3 FLEX AS 15-70 CESAO2 AZJ EUX9 IRA",98347385,"Cable cpl. Signal UPM3 2000mm","H13",140,"5",140,140]
[98813123,"UPM3 FLEX AS 15-70 CESAO2 AZJ EUX9 IRA",98373382,"Cable cpl. Power UPM3 2000mm","H13",140,"5",140,140]
[98814787,"UPM3 AUTO L 25-70 180 ZZZ EUX6 PM",98651611,"Quick guide UPM3 AUTO L","H13",150,"5",150,150]
[98815404,"UPM3 25-75 180 AZJ EUX9 GU",98460256,"Cable cpl. Signal UPM3 1000mm","H13",200,"5",120,120]
[98815404,"UPM3 25-75 180 AZJ EUX9 GU",98460260,"Cable cpl,. Power UPM3 1000mm  ","H13",200,"5",120,120]
[98817352,"UPM3 25-75 180 AZA EUX6 WU",98603954,"Quick guide UPM3 PWM  ","H13",150,"5",150,150]
[98817928,"UPM3 AUTO L 25-70 180 ZZZ EUX6 KHN",98373384,"Cable cpl. Power UPM3 2000mm","H13",72,"5",72,72]
[98817929,"UPM3 AUTO L 25-70 180N ZZZ EUX3 DLP",98651611,"Quick guide UPM3 AUTO L","H13",150,"5",150,150]
[98818876,"UPM3 HYBRID 25-70 180 ACA EUX9 IND",98460256,"Cable cpl. Signal UPM3 1000mm","H13",72,"5",72,72]
[98818876,"UPM3 HYBRID 25-70 180 ACA EUX9 IND",98460260,"Cable cpl,. Power UPM3 1000mm  ","H13",72,"5",72,72]
[98818876,"UPM3 HYBRID 25-70 180 ACA EUX9 IND",98603930,"Quick guide UPM3 HYBRID  ","H13",72,"5",72,72]
[98819119,"UPM3 AUTO 25-70 130 ZZZ EUX0 SLP",98373384,"Cable cpl. Power UPM3 2000mm","H13",140,"5",140,140]
[98821508,"UPM3 FLEX AS 25-70 130 AZJ EUX9 NBO",98460260,"Cable cpl,. Power UPM3 1000mm  ","H13",72,"5",72,72]
[98821576,"UPM3 FLEX AS 15-70 130 AZJ EUX3 THR",98373382,"Cable cpl. Power UPM3 2000mm","H13",72,"5",72,72]
[98822951,"UPM3 15-75 130 CZA EUY9 TX",98373382,"Cable cpl. Power UPM3 2000mm","H13",200,"5",72,72]
[98822951,"UPM3 15-75 130 CZA EUY9 TX",98603954,"Quick guide UPM3 PWM  ","H13",200,"5",72,72]
[98822972,"UPM3 AUTO L 32-70 180 ZZZ EUX9 PM",98651611,"Quick guide UPM3 AUTO L","H13",96,"5",96,96]
[98824739,"UPM3 SOLAR 15-75 130 CZA EUX9 PM",98603956,"Quick guide UPM3 SOLAR","H13",175,"5",175,175]
[98824787,"UPM3 SOLAR 25-75 180 CZJ EUX9 PM",98603956,"Quick guide UPM3 SOLAR","H13",96,"5",96,96]
[98824837,"UPM3 AUTO L 25-70 180 ZZZ EUX9 BRV",98616051,"Cable cpl. Power UPM3 2000mm","H13",120,"5",120,120]
[98824837,"UPM3 AUTO L 25-70 180 ZZZ EUX9 BRV",98651611,"Quick guide UPM3 AUTO L","H13",120,"5",120,120]
[98824857,"UPM3 FLEX AS 25-70 130 AZJ EUX0 PZA",98556867,"Adapter Superseal Molex UPM3 50mm","H13",140,"5",140,140]
[98827251,"UPM3 AUTO L 15-70 130 ZZZ EUX9 PM",98651611,"Quick guide UPM3 AUTO L","H13",175,"5",175,175]
[98828405,"UPM3 HYBRID 25-50 180 ACA EUX9 ARM",98347385,"Cable cpl. Signal UPM3 2000mm","H13",72,"5",72,72]
[98828405,"UPM3 HYBRID 25-50 180 ACA EUX9 ARM",98373382,"Cable cpl. Power UPM3 2000mm","H13",72,"5",72,72]
[98833641,"UPM3 15-75 130 CZA EUX6 TAO",98460256,"Cable cpl. Signal UPM3 1000mm","H13",200,"5",72,72]
[98833641,"UPM3 15-75 130 CZA EUX6 TAO",98460260,"Cable cpl,. Power UPM3 1000mm  ","H13",200,"5",72,72]
[98833641,"UPM3 15-75 130 CZA EUX6 TAO",98603954,"Quick guide UPM3 PWM  ","H13",200,"5",72,72]
[98834727,"UPM3 25-75 180 AZA EUX0 VAR",98460256,"Cable cpl. Signal UPM3 1000mm","H13",72,"5",72,72]
[98834727,"UPM3 25-75 180 AZA EUX0 VAR",98460260,"Cable cpl,. Power UPM3 1000mm  ","H13",72,"5",72,72]
[98834853,"UPM3 SOLAR 25-75 130 CZA EUY9 OV",98603956,"Quick guide UPM3 SOLAR","H13",200,"5",140,140]
[98834853,"UPM3 SOLAR 25-75 130 CZA EUY9 OV",98616051,"Cable cpl. Power UPM3 2000mm","H13",200,"5",140,140]
[98834884,"UPM3 SOLAR 15-75 130 CZA EUY9 OV",97940991,"Signal cable UPM2  ","H13",200,"5",140,140]
[98834884,"UPM3 SOLAR 15-75 130 CZA EUY9 OV",98373382,"Cable cpl. Power UPM3 2000mm","H13",200,"5",140,140]
[98834884,"UPM3 SOLAR 15-75 130 CZA EUY9 OV",98603956,"Quick guide UPM3 SOLAR","H13",200,"5",140,140]
[98834897,"UPM3 SOLAR 25-75 130 CZA EUY9 AE",97940991,"Signal cable UPM2  ","H13",200,"5",140,140]
[98834897,"UPM3 SOLAR 25-75 130 CZA EUY9 AE",98603956,"Quick guide UPM3 SOLAR","H13",200,"5",140,140]
[98834897,"UPM3 SOLAR 25-75 130 CZA EUY9 AE",98616051,"Cable cpl. Power UPM3 2000mm","H13",200,"5",140,140]
[98834900,"UPM3 SOLAR 15-75 130 CZA EUY9 AE",97940991,"Signal cable UPM2  ","H13",200,"5",140,140]
[98834900,"UPM3 SOLAR 15-75 130 CZA EUY9 AE",98373382,"Cable cpl. Power UPM3 2000mm","H13",200,"5",140,140]
[98834900,"UPM3 SOLAR 15-75 130 CZA EUY9 AE",98603956,"Quick guide UPM3 SOLAR","H13",200,"5",140,140]
[98835513,"UPM3 AUTO L 25-70 180 ZZZ EUX9 LAE",98373382,"Cable cpl. Power UPM3 2000mm","H13",72,"5",72,72]
[98835669,"UPM3 SOLAR 25-75 180 CZA EUX9 OV",98347385,"Cable cpl. Signal UPM3 2000mm","H13",200,"5",120,120]
[98835669,"UPM3 SOLAR 25-75 180 CZA EUX9 OV",98603956,"Quick guide UPM3 SOLAR","H13",200,"5",120,120]
[98835669,"UPM3 SOLAR 25-75 180 CZA EUX9 OV",98616051,"Cable cpl. Power UPM3 2000mm","H13",200,"5",120,120]
[98835697,"UPM3 15-70 130 AZA EUY0 TX",96488940,"Cable signal cpl UPER 700mm STD","H13",200,"5",140,140]
[98835697,"UPM3 15-70 130 AZA EUY0 TX",98460258,"Cable cpl. Power UPM3 1000mm  ","H13",200,"5",140,140]
[98835697,"UPM3 15-70 130 AZA EUY0 TX",98603954,"Quick guide UPM3 PWM  ","H13",200,"5",140,140]
[98836200,"UPM3 FLEX AS 25-70 130 AZJ EUX9 KER",98460260,"Cable cpl,. Power UPM3 1000mm  ","H13",72,"5",72,72]
[98836387,"UPM3 SOLAR 15-75 130 CZA EUX9 PM",98603956,"Quick guide UPM3 SOLAR","H13",175,"5",175,175]
[98838263,"UPM3 25-70 180 AZJ EUX9 VAI",98460260,"Cable cpl,. Power UPM3 1000mm  ","H13",200,"5",72,72]
[98838477,"UPM3 AUTO 25-70 180 ZZZ EUX0 VAI",98460260,"Cable cpl,. Power UPM3 1000mm  ","H13",200,"5",120,120]
[98838477,"UPM3 AUTO 25-70 180 ZZZ EUX0 VAI",98651459,"Quick guide UPM3 AUTO  ","H13",200,"5",120,120]
[98838518,"UPM3 AUTO L 25-70 180 ZZZ EUX0 VAI",98460260,"Cable cpl,. Power UPM3 1000mm  ","H13",200,"5",120,120]
[98838518,"UPM3 AUTO L 25-70 180 ZZZ EUX0 VAI",98651611,"Quick guide UPM3 AUTO L","H13",200,"5",120,120]
[98838530,"UPM3 AUTO 15-70 130 ZZZ EUX3 TB",98614629,"Cable cpl. Superseal Molex UPM3 150mm  ","H13",140,"5",140,140]
[98838530,"UPM3 AUTO 15-70 130 ZZZ EUX3 TB",98651459,"Quick guide UPM3 AUTO  ","H13",140,"5",140,140]
[98838858,"UPM3 FLEX AS 25-70 180 AZJ EUX9 VAI",98603960,"Quick guide UPM3 FLEX AS  ","H13",200,"5",72,72]
[98838858,"UPM3 FLEX AS 25-70 180 AZJ EUX9 VAI",98616020,"Cable cpl. Power UPM3 1000mm  ","H13",200,"5",72,72]
[98839132,"UPM3 AUTO 15-70 130 ZZZ EUX3 TX",98616051,"Cable cpl. Power UPM3 2000mm","H13",200,"5",140,140]
[98839132,"UPM3 AUTO 15-70 130 ZZZ EUX3 TX",98651459,"Quick guide UPM3 AUTO  ","H13",200,"5",140,140]
[98839134,"UPM3 AUTO 25-70 180 ZZZ EUX6 TX",98616051,"Cable cpl. Power UPM3 2000mm","H13",200,"5",120,120]
[98839134,"UPM3 AUTO 25-70 180 ZZZ EUX6 TX",98651459,"Quick guide UPM3 AUTO  ","H13",200,"5",120,120]
[98839171,"UPM3 SOLAR 15-75 130 CZA EUX9 TX",98347385,"Cable cpl. Signal UPM3 2000mm","H13",200,"5",72,72]
[98839171,"UPM3 SOLAR 15-75 130 CZA EUX9 TX",98603956,"Quick guide UPM3 SOLAR","H13",200,"5",72,72]
[98839171,"UPM3 SOLAR 15-75 130 CZA EUX9 TX",98616051,"Cable cpl. Power UPM3 2000mm","H13",200,"5",72,72]
[98841011,"UPM3 AUTO L 15-70 130 ZZZ EUX9 LKA",98373384,"Cable cpl. Power UPM3 2000mm","H13",140,"5",140,140]
[98841126,"UPM3 SOLAR 15-145 130 CZA EUX9 PM",98603956,"Quick guide UPM3 SOLAR","H13",96,"5",96,96]
[98841127,"UPM3 SOLAR 15-145 130 CZA EUX9 PM",98603956,"Quick guide UPM3 SOLAR","H13",200,"5",96,96]
[98842238,"UPM3 15-40 130 AZA EUX6 SLP",98347385,"Cable cpl. Signal UPM3 2000mm","H13",140,"5",140,140]
[98842238,"UPM3 15-40 130 AZA EUX6 SLP",98373384,"Cable cpl. Power UPM3 2000mm","H13",140,"5",140,140]
[98842538,"UPM3 AUTO 25-70 180 ZZZ EUX9 AIT",98651459,"Quick guide UPM3 AUTO  ","H13",200,"5",150,150]
[98842566,"UPM3 AUTO 25-70 180 ZZZ EUX9 MB",98616051,"Cable cpl. Power UPM3 2000mm","H13",200,"5",120,120]
[98842566,"UPM3 AUTO 25-70 180 ZZZ EUX9 MB",98651459,"Quick guide UPM3 AUTO  ","H13",200,"5",120,120]
[98843707,"UPM3 25-70 130 AZA EUX9 PRZ",98460256,"Cable cpl. Signal UPM3 1000mm","H13",72,"5",72,72]
[98843707,"UPM3 25-70 130 AZA EUX9 PRZ",98460258,"Cable cpl. Power UPM3 1000mm  ","H13",72,"5",72,72]
[98844215,"UPM3 AUTO 15-70 130 ZZZ EUX9 TAO",98616051,"Cable cpl. Power UPM3 2000mm","H13",200,"5",140,140]
[98844215,"UPM3 AUTO 15-70 130 ZZZ EUX9 TAO",98651459,"Quick guide UPM3 AUTO  ","H13",200,"5",140,140]
[98844667,"UPM3 25-60 180 AZA EUY9 ALH",98460259,"Cable cpl. Power UPM3 4000mm","H13",72,"5",72,72]
[98845851,"UPM3 SOLAR 15-75 130 CZA EUX3 DU",98603956,"Quick guide UPM3 SOLAR","H13",175,"5",175,175]
[98845856,"UPM3 FLEX AS 25-70 180 AZJ EUX9 DU",98603960,"Quick guide UPM3 FLEX AS  ","H13",150,"5",150,150]
[98846073,"UPM3 AUTO 15-70 CIL3PA ZZZ EUX3 TB",98614629,"Cable cpl. Superseal Molex UPM3 150mm  ","H13",140,"5",140,140]
[98846073,"UPM3 AUTO 15-70 CIL3PA ZZZ EUX3 TB",98651459,"Quick guide UPM3 AUTO  ","H13",140,"5",140,140]
[98847768,"UPM3 32-75 180 AZA EUY9 ALH",98460259,"Cable cpl. Power UPM3 4000mm","H13",72,"5",72,72]
[98851844,"UPM3 AUTO 25-70 180 ZZZ EUX9 BAR",98616020,"Cable cpl. Power UPM3 1000mm  ","H13",120,"5",120,120]
[98853387,"UPM3 AUTO L 70 PH ZZZ EUX9 LKA",98373384,"Cable cpl. Power UPM3 2000mm","H13",270,"5",270,270]
[98853654,"UPM3 SOLAR 15-75 130 CZA EUX3 SFC",98603956,"Quick guide UPM3 SOLAR","H13",96,"5",96,96]
[98853705,"UPM3 SOLAR 15-75 130 CZA EUY9 OV",98603956,"Quick guide UPM3 SOLAR","H13",175,"5",175,175]
[98853708,"UPM3 AUTO 25-70 180 ZZZ EUX6 DU",98651459,"Quick guide UPM3 AUTO  ","H13",150,"5",150,150]
[98856813,"UPM3 FLEX AC 15-70 130 ACA EUX9 RIT",98603958,"Quick guide UPM3 FLEX AC  ","H13",200,"5",96,96]
[98857196,"UPM3 SOLAR 15-75 130 CZA EUX9 ITH",98603956,"Quick guide UPM3 SOLAR","H13",200,"5",96,96]
[98857216,"UPM3 FLEX AS 15-70 CIL3 AZJ EUX9 ITH",98603960,"Quick guide UPM3 FLEX AS  ","H13",200,"5",96,96]
[98857389,"UPM3 SOLAR 25-75 130 CZA EUX6 OV",98603956,"Quick guide UPM3 SOLAR","H13",175,"5",175,175]
[98860430,"UPM3 FLEX AS 15-70 GGES3 AZJ EUX9 HRM",98373382,"Cable cpl. Power UPM3 2000mm","H13",72,"5",72,72]
[98860430,"UPM3 FLEX AS 15-70 GGES3 AZJ EUX9 HRM",98603960,"Quick guide UPM3 FLEX AS  ","H13",72,"5",72,72]
[98860767,"UPM3 SOLAR 15-75 130 CZA EUX9 RES",98603956,"Quick guide UPM3 SOLAR","H13",200,"5",96,96]
[98862075,"UPM3 AUTO L 15-50 130 ZZZ EUX9 SW",98651611,"Quick guide UPM3 AUTO L","H13",96,"5",96,96]
[98863235,"UPM3 HYBRID 25-50 130 ACA EUX0 ESB",98616020,"Cable cpl. Power UPM3 1000mm  ","H13",140,"5",140,140]
[98863447,"UPM3 HYBRID 25-70 130 ACA EUX0 ESB",98460258,"Cable cpl. Power UPM3 1000mm  ","H13",140,"5",140,140]
[98863638,"UPM3 AUTO L 15-70 130 ZZZ EUX9 RN",98651611,"Quick guide UPM3 AUTO L","H13",96,"5",96,96]
[98864770,"UPM3 AUTO L 25-70 180 ZZZ EUX9 BAR",98616020,"Cable cpl. Power UPM3 1000mm  ","H13",120,"5",120,120]
[98866320,"UPM3 15-40 130 AZA EUX9 SSO",98347385,"Cable cpl. Signal UPM3 2000mm","H13",200,"5",72,72]
[98866320,"UPM3 15-40 130 AZA EUX9 SSO",98373384,"Cable cpl. Power UPM3 2000mm","H13",200,"5",72,72]
[98868188,"UPM3 AUTO 25-50 130 ZZZ EUX9 ELN",98460258,"Cable cpl. Power UPM3 1000mm  ","H13",140,"5",140,140]
[98870351,"UPM3 AUTO 15-70 130 ZZZ EUX3 FOI",98616020,"Cable cpl. Power UPM3 1000mm  ","H13",140,"5",140,140]
[98870759,"UPM3 AUTO L 25-70 N 130 ZZZ EUX9 VAR",98460258,"Cable cpl. Power UPM3 1000mm  ","H13",72,"5",72,72]
[98870764,"UPM3 HYBRID 25-70 180 ACA EUX9 HHG",98460260,"Cable cpl,. Power UPM3 1000mm  ","H13",72,"5",72,72]
[98870806,"UPM3 HYBRID 25-70 180 ACA EUX9 HHG",98460256,"Cable cpl. Signal UPM3 1000mm","H13",72,"5",72,72]
[98870806,"UPM3 HYBRID 25-70 180 ACA EUX9 HHG",98460260,"Cable cpl,. Power UPM3 1000mm  ","H13",72,"5",72,72]
[98871239,"UPM3 15-75 CACAO AZA EUX9 WO",98347385,"Cable cpl. Signal UPM3 2000mm","H13",200,"5",140,140]
[98871239,"UPM3 15-75 CACAO AZA EUX9 WO",98373382,"Cable cpl. Power UPM3 2000mm","H13",200,"5",140,140]
[98872390,"UPM3 FLEX AS 15-70 130 AZJ EUX3 KOS",98460260,"Cable cpl,. Power UPM3 1000mm  ","H13",140,"5",140,140]
[98872458,"UPM3 HYBRID 15-70 130 ACA EUX9 ONE",98460256,"Cable cpl. Signal UPM3 1000mm","H13",72,"5",72,72]
[98872458,"UPM3 HYBRID 15-70 130 ACA EUX9 ONE",98460260,"Cable cpl,. Power UPM3 1000mm  ","H13",72,"5",72,72]
[98872816,"UPM3 15-75 130 AZA EUY9 HOL",98556867,"Adapter Superseal Molex UPM3 50mm","H13",140,"5",140,140]
[98872871,"UPM3 25-75 130 AZA EUY3 HOL",98460259,"Cable cpl. Power UPM3 4000mm","H13",140,"5",140,140]
[98872946,"UPM3 AUTO 25-70 130 ZZZ EUX9 DRL",98373384,"Cable cpl. Power UPM3 2000mm","H13",140,"5",140,140]
[98872946,"UPM3 AUTO 25-70 130 ZZZ EUX9 DRL",98651459,"Quick guide UPM3 AUTO  ","H13",140,"5",140,140]
[98873703,"UPM3 AUTO L 15-70 130 ZZZ EUX9 MB",98616051,"Cable cpl. Power UPM3 2000mm","H13",200,"5",140,140]
[98873703,"UPM3 AUTO L 15-70 130 ZZZ EUX9 MB",98651611,"Quick guide UPM3 AUTO L","H13",200,"5",140,140]
[98875760,"UPM3 FLEX AS 15-70 130 AZJ EUX9 FIO",98460256,"Cable cpl. Signal UPM3 1000mm","H13",72,"5",72,72]
[98875760,"UPM3 FLEX AS 15-70 130 AZJ EUX9 FIO",98460260,"Cable cpl,. Power UPM3 1000mm  ","H13",72,"5",72,72]
[98875845,"UPM3 SOLAR 15-145 CIAO2 CZA EUX9 RT",98460256,"Cable cpl. Signal UPM3 1000mm","H13",105,"5",105,105]
[98875845,"UPM3 SOLAR 15-145 CIAO2 CZA EUX9 RT",98603956,"Quick guide UPM3 SOLAR","H13",105,"5",105,105]
[98875845,"UPM3 SOLAR 15-145 CIAO2 CZA EUX9 RT",98616020,"Cable cpl. Power UPM3 1000mm  ","H13",105,"5",105,105]
[98880375,"UPM3 AUTO 25-70 180 ZZZ EUX9 VAR",98373382,"Cable cpl. Power UPM3 2000mm","H13",72,"5",72,72]
[98881753,"UPM3 AUTO 15-50 130 ZZZ EUX9 ELN",98460258,"Cable cpl. Power UPM3 1000mm  ","H13",140,"5",140,140]
[98883305,"UPM3 AUTO L 25-70 130 ZZZ EUX0 ANK",98616020,"Cable cpl. Power UPM3 1000mm  ","H13",72,"5",72,72]
[98885043,"UPM3 SOLAR 25-75 130 CZA EUX9 AE",98603956,"Quick guide UPM3 SOLAR","H13",175,"5",175,175]
[98885155,"UPM3 SOLAR 15-75 130 CZA EUX9 DU",98603956,"Quick guide UPM3 SOLAR","H13",175,"5",175,175]
[98885235,"UPM3 AUTO L 25-70 N 130 ZZZ EUX3 VAR",98373382,"Cable cpl. Power UPM3 2000mm","H13",72,"5",72,72]
[98886472,"UPM3 SOLAR 25-75 180 CZA EUX9 DU",98603956,"Quick guide UPM3 SOLAR","H13",200,"5",150,150]
[98887651,"UPM3 AUTO L 15-50 130 ZZZ EUX9 RN",98373384,"Cable cpl. Power UPM3 2000mm","H13",200,"5",140,140]
[98887651,"UPM3 AUTO L 15-50 130 ZZZ EUX9 RN",98651611,"Quick guide UPM3 AUTO L","H13",200,"5",140,140]
[98887657,"UPM3 AUTO L 15-70 130 ZZZ EUX9 RN",98373384,"Cable cpl. Power UPM3 2000mm","H13",200,"5",140,140]
[98887657,"UPM3 AUTO L 15-70 130 ZZZ EUX9 RN",98651611,"Quick guide UPM3 AUTO L","H13",200,"5",140,140]
[98888229,"UPM3 SOLAR 25-75 180 CZA EUX9 BRV",98603956,"Quick guide UPM3 SOLAR","H13",150,"5",150,150]
[98888252,"UPM3 SOLAR 25-75 180 CZA EUX3 BRV",98603956,"Quick guide UPM3 SOLAR","H13",96,"5",96,96]
[98890226,"UPM3 AUTO L 25-70 180 ZZZ EUX9 SEI",98651611,"Quick guide UPM3 AUTO L","H13",150,"5",150,150]
[98890430,"UPM3 AUTO L 25-70 N 180 ZZZ EUX9 SEI",98651611,"Quick guide UPM3 AUTO L","H13",96,"5",96,96]
[98891035,"UPM3 FLEX AS 15-70 130 AZJ EUX3 SOZ",98460260,"Cable cpl,. Power UPM3 1000mm  ","H13",140,"5",140,140]
[98891104,"UPM3 HYBRID 25-70 180 ACA EUX9 HTJ",98347385,"Cable cpl. Signal UPM3 2000mm","H13",72,"5",72,72]
[98891104,"UPM3 HYBRID 25-70 180 ACA EUX9 HTJ",98616051,"Cable cpl. Power UPM3 2000mm","H13",72,"5",72,72]
[98892384,"UPM3 FLEX AS 25-70 130 AZJ EUX3 SOZ",98460260,"Cable cpl,. Power UPM3 1000mm  ","H13",72,"5",72,72]
[98894025,"UPM3 HYBRID 15-70 130 ACA EUX9 MB",98603930,"Quick guide UPM3 HYBRID  ","H13",175,"5",175,175]
[98894243,"UPM3 15-75 130 AZA EUX9 AGO",98347385,"Cable cpl. Signal UPM3 2000mm","H13",72,"5",72,72]
[98894243,"UPM3 15-75 130 AZA EUX9 AGO",98373384,"Cable cpl. Power UPM3 2000mm","H13",72,"5",72,72]
[98894243,"UPM3 15-75 130 AZA EUX9 AGO",98603954,"Quick guide UPM3 PWM  ","H13",72,"5",72,72]
[98896481,"UPM3 AUTO L 25-70 180 ZZZ EUX9 SNK",98616051,"Cable cpl. Power UPM3 2000mm","H13",72,"5",72,72]
[98896481,"UPM3 AUTO L 25-70 180 ZZZ EUX9 SNK",98651611,"Quick guide UPM3 AUTO L","H13",72,"5",72,72]
[98896483,"UPM3 AUTO L 15-70 130 ZZZ EUX9 SNK",98616051,"Cable cpl. Power UPM3 2000mm","H13",72,"5",72,72]
[98896483,"UPM3 AUTO L 15-70 130 ZZZ EUX9 SNK",98651611,"Quick guide UPM3 AUTO L","H13",72,"5",72,72]
[98896564,"UPM3 25-50 180 AZA EUX3 AVL",98616051,"Cable cpl. Power UPM3 2000mm","H13",120,"5",120,120]
[98898238,"UPM3 HYBRID 25-70 180 ACA EUX9 WU",98603930,"Quick guide UPM3 HYBRID  ","H13",200,"5",150,150]
[98900552,"UPM3 SOLAR 25-145 180 CZA EUX9 PM",98603956,"Quick guide UPM3 SOLAR","H13",96,"5",96,96]
[98903383,"UPM3 FLEX AS 15-70 130 AZJ EUX9 WOT",98460256,"Cable cpl. Signal UPM3 1000mm","H13",72,"5",72,72]
[98903383,"UPM3 FLEX AS 15-70 130 AZJ EUX9 WOT",98460260,"Cable cpl,. Power UPM3 1000mm  ","H13",72,"5",72,72]
[98903383,"UPM3 FLEX AS 15-70 130 AZJ EUX9 WOT",98603960,"Quick guide UPM3 FLEX AS  ","H13",72,"5",72,72]
[98904587,"UPM3 AUTO 25-70 180 ZZZ EUX0 AXI",98460259,"Cable cpl. Power UPM3 4000mm","H13",72,"5",72,72]
[98905974,"UPM3 25-75 180 AZA EUX0 YGN",98460258,"Cable cpl. Power UPM3 1000mm  ","H13",120,"5",120,120]
[98906898,"UPM3 SOLAR 15-105 103 CZA EUX3 SFC",98603956,"Quick guide UPM3 SOLAR","H13",96,"5",96,96]
[98910395,"UPM3 SOLAR 25-75 180 CZA EUY6 OV",98603956,"Quick guide UPM3 SOLAR","H13",96,"5",96,96]
[98914369,"UPM3 AUTO L 15-70 GGMBP3 ZZZ EUX0 TRS",98373384,"Cable cpl. Power UPM3 2000mm","H13",140,"5",140,140]
[98915098,"UPM3 FLEX AS 15-70 130 AZJ EUX0 WPL",98616020,"Cable cpl. Power UPM3 1000mm  ","H13",140,"5",140,140]
[98915948,"UPM3 HYBRID 15-70 130 ACA EUX9 MB",98603930,"Quick guide UPM3 HYBRID  ","H13",96,"5",96,96]
[98916819,"UPM3 AUTO 25-70 180 ZZZ EUX9 DBI",98460258,"Cable cpl. Power UPM3 1000mm  ","H13",120,"5",120,120]
[98918041,"UPM3 SOLAR 25-75 130 CZA EUX9 LKA",98460256,"Cable cpl. Signal UPM3 1000mm","H13",72,"5",72,72]
[98918041,"UPM3 SOLAR 25-75 130 CZA EUX9 LKA",98603956,"Quick guide UPM3 SOLAR","H13",72,"5",72,72]
[98918041,"UPM3 SOLAR 25-75 130 CZA EUX9 LKA",98616020,"Cable cpl. Power UPM3 1000mm  ","H13",72,"5",72,72]
[98918582,"UPM3 FLEX AS 25-70 130 AZJ EUX6 GRD",98616051,"Cable cpl. Power UPM3 2000mm","H13",72,"5",72,72]
[98920569,"UPM3 15-60 130 AZA EUY9 TX",98603954,"Quick guide UPM3 PWM  ","H13",200,"5",96,96]
[98920838,"UPM3K FLEX AS 15-70 130 AZJ EUX9 FIO",98460256,"Cable cpl. Signal UPM3 1000mm","H13",140,"5",140,140]
[98920838,"UPM3K FLEX AS 15-70 130 AZJ EUX9 FIO",98460258,"Cable cpl. Power UPM3 1000mm  ","H13",140,"5",140,140]
[98920986,"UPM3 AUTO 25-70 130 ZZZ EUX9 RWC",98460258,"Cable cpl. Power UPM3 1000mm  ","H13",140,"5",140,140]
[98921076,"UPM3 25-50 180 AZA EUX0 YGN",98460258,"Cable cpl. Power UPM3 1000mm  ","H13",120,"5",120,120]
[98921640,"UPM3 SOLAR 15-105 130 ZCA EUX3 SFC",98603956,"Quick guide UPM3 SOLAR","H13",96,"5",96,96]
[98922125,"UPM3 AUTO L 25-70 130 ZZZ EUX9 MTR",98460260,"Cable cpl,. Power UPM3 1000mm  ","H13",72,"5",72,72]
[98923313,"UPM3 SOLAR 25-75 180 CZA EUX9 DU",98603956,"Quick guide UPM3 SOLAR","H13",150,"5",150,150]
[98923318,"UPM3 SOLAR 15-105 130 CZA EUX9 DU",98603956,"Quick guide UPM3 SOLAR","H13",175,"5",175,175]
[98923321,"UPM3 SOLAR 25-105 180 CZA EUX9 DU",98603956,"Quick guide UPM3 SOLAR","H13",150,"5",150,150]
[98926736,"UPM3 FLEX AS 25-70 130 AZJ EUX9 AQE",98460258,"Cable cpl. Power UPM3 1000mm  ","H13",140,"5",140,140]
[98926816,"UPM3 AUTO L 25-70 130 ZZZ EUX0 UNT",98460258,"Cable cpl. Power UPM3 1000mm  ","H13",72,"5",72,72]
[98926825,"UPM3 FLEX AS 25-70 180 AZJ EUX9 DU",98603960,"Quick guide UPM3 FLEX AS  ","H13",150,"5",150,150]
[98927164,"UPM3 AUTO 25-70 130 ZZZ EUX3 JAR",98373384,"Cable cpl. Power UPM3 2000mm","H13",140,"5",140,140]
[98927794,"UPM3 HYBRID 32-70 180 ACA EUX9 PM",98603930,"Quick guide UPM3 HYBRID  ","H13",200,"5",150,150]
[98929017,"UPM3 25-75 130 AZA EUX9 RMB",98347385,"Cable cpl. Signal UPM3 2000mm","H13",140,"5",140,140]
[98929017,"UPM3 25-75 130 AZA EUX9 RMB",98616051,"Cable cpl. Power UPM3 2000mm","H13",140,"5",140,140]
[98929396,"UPM3 AUTO L 25-70 130 ZZZ EUX9 IVK",98460258,"Cable cpl. Power UPM3 1000mm  ","H13",140,"5",140,140]
[98929396,"UPM3 AUTO L 25-70 130 ZZZ EUX9 IVK",98651611,"Quick guide UPM3 AUTO L","H13",140,"5",140,140]
[98930739,"UPM3 FLEX AS 15-70 130 AZJ EUX9 CLA",98460256,"Cable cpl. Signal UPM3 1000mm","H13",140,"5",140,140]
[98930739,"UPM3 FLEX AS 15-70 130 AZJ EUX9 CLA",98460260,"Cable cpl,. Power UPM3 1000mm  ","H13",140,"5",140,140]
[98932994,"UPM3 FLEX AS 15-70 130 AZJ EUX3 ELT",98460260,"Cable cpl,. Power UPM3 1000mm  ","H13",140,"5",140,140]
[98932996,"UPM3 AUTO L 25-70 130 ZZZ EUX0 GKT",98616051,"Cable cpl. Power UPM3 2000mm","H13",140,"5",140,140]
[98933555,"UPM3 HYBRID 25-70 180 ACA EUX9 SYS",98347385,"Cable cpl. Signal UPM3 2000mm","H13",120,"5",120,120]
[98933555,"UPM3 HYBRID 25-70 180 ACA EUX9 SYS",98460259,"Cable cpl. Power UPM3 4000mm","H13",120,"5",120,120]
[98934515,"UPM3 HYBRID 32-70 180 ACA EUX3 PM",98603930,"Quick guide UPM3 HYBRID  ","H13",96,"5",96,96]
[98935840,"UPM3K HYBRID 25-70 130 ACA EUX9 ICI",98460260,"Cable cpl,. Power UPM3 1000mm  ","H13",140,"5",140,140]
[98935903,"UPM3K HYBRID 15-70 130 ACA EUX9 ICI",98460260,"Cable cpl,. Power UPM3 1000mm  ","H13",140,"5",140,140]
[98935945,"UPM3K FLEX AS 15-70 CACAO AZJ EUX9 ICI",98460260,"Cable cpl,. Power UPM3 1000mm  ","H13",140,"5",140,140]
[98936032,"UPM3 SOLAR 15-145 130 CZA EUX9 HAD",98347385,"Cable cpl. Signal UPM3 2000mm","H13",72,"5",72,72]
[98936032,"UPM3 SOLAR 15-145 130 CZA EUX9 HAD",98373384,"Cable cpl. Power UPM3 2000mm","H13",72,"5",72,72]
[98936108,"UPM3 AUTO L 25-70 130 ZZZ EUX9 STH",98460259,"Cable cpl. Power UPM3 4000mm","H13",140,"5",140,140]
[98936121,"UPM3 AUTO L 25-70 180 ZZZ EUX9 STH",98373384,"Cable cpl. Power UPM3 2000mm","H13",120,"5",120,120]
[98936950,"UPM3K SOLAR 15-75 130 CZA EUX9 IDL",98460256,"Cable cpl. Signal UPM3 1000mm","H13",140,"5",140,140]
[98936950,"UPM3K SOLAR 15-75 130 CZA EUX9 IDL",98460260,"Cable cpl,. Power UPM3 1000mm  ","H13",140,"5",140,140]
[98937189,"UPM3 FLEX AS 25-70 130 AZJ EUX9 ELH",98460258,"Cable cpl. Power UPM3 1000mm  ","H13",72,"5",72,72]
[98938535,"UPM3 AUTO L 25-70 130 ZZZ EUX9 TEL",98460258,"Cable cpl. Power UPM3 1000mm  ","H13",72,"5",72,72]
[98938540,"UPM3 15-70 130 AZA EUX9 ZER",98460256,"Cable cpl. Signal UPM3 1000mm","H13",72,"5",72,72]
[98938540,"UPM3 15-70 130 AZA EUX9 ZER",98460258,"Cable cpl. Power UPM3 1000mm  ","H13",72,"5",72,72]
[98938583,"UPM3 AUTO 25-50 180 ZZZ EUX3 DU",98651459,"Quick guide UPM3 AUTO  ","H13",150,"5",150,150]
[98939129,"UPM3 AUTO L 15-70 GGBP3 ZZZ EUX6 VTE",98373384,"Cable cpl. Power UPM3 2000mm","H13",180,"5",180,180]
[98939428,"UPM3 AUTO L 25-50 130 ZZZ EUX3 LEA",98616051,"Cable cpl. Power UPM3 2000mm","H13",72,"5",72,72]
[98939820,"UPM3 SOLAR 25-75 180 CZA EUY9 GC",98603956,"Quick guide UPM3 SOLAR","H13",96,"5",96,96]
[98940001,"UPM3 AUTO L 15-70 GGBP3 ZZZ EUX0 GKT",98616051,"Cable cpl. Power UPM3 2000mm","H13",160,"5",160,160]
[98940754,"UPM3K FLEX AS 25-75 180 AZA EUX9 SMI",98460260,"Cable cpl,. Power UPM3 1000mm  ","H13",72,"5",72,72]
[98940968,"UPM3 HYBRID 25-70 180 ACA EUX9 TSH",98373384,"Cable cpl. Power UPM3 2000mm","H13",72,"5",72,72]
[98941574,"UPM3 HYBRID 25-70 180 ACA EUX9 RIT",98347385,"Cable cpl. Signal UPM3 2000mm","H13",72,"5",72,72]
[98941574,"UPM3 HYBRID 25-70 180 ACA EUX9 RIT",98373384,"Cable cpl. Power UPM3 2000mm","H13",72,"5",72,72]
[98941574,"UPM3 HYBRID 25-70 180 ACA EUX9 RIT",98603930,"Quick guide UPM3 HYBRID  ","H13",72,"5",72,72]
[98942555,"UPM3 FLEX AS 25-75 130 AZA EUX3 ELT",98460260,"Cable cpl,. Power UPM3 1000mm  ","H13",72,"5",72,72]
[98943324,"UPM3 AUTO 15-70 130 ZZZ EUX9 KOZ",98616020,"Cable cpl. Power UPM3 1000mm  ","H13",72,"5",72,72]
[98946227,"UPM3K FLEX AS 15-70 130 AZJ EUX9 SMI",98460260,"Cable cpl,. Power UPM3 1000mm  ","H13",72,"5",72,72]
[98947261,"UPM3 HYBRID 25-70 130 ACA EUX9 GS",98460256,"Cable cpl. Signal UPM3 1000mm","H13",140,"5",140,140]
[98947261,"UPM3 HYBRID 25-70 130 ACA EUX9 GS",98460258,"Cable cpl. Power UPM3 1000mm  ","H13",140,"5",140,140]
[98947490,"UPM3 AUTO L 15-70 130 ZZZ EUX9 BTT",98460258,"Cable cpl. Power UPM3 1000mm  ","H13",200,"5",140,140]
[98947490,"UPM3 AUTO L 15-70 130 ZZZ EUX9 BTT",98651611,"Quick guide UPM3 AUTO L","H13",200,"5",140,140]
[98948516,"UPM3 HYBRID 15-70 130 ACA EUX9 GS",98460256,"Cable cpl. Signal UPM3 1000mm","H13",140,"5",140,140]
[98948516,"UPM3 HYBRID 15-70 130 ACA EUX9 GS",98460258,"Cable cpl. Power UPM3 1000mm  ","H13",140,"5",140,140]
[98950076,"UPM3 SOLAR 25-75 130 CZA EUY9 LKA",98386202,"Cable PWM signal w/plugin 1000mm STD  ","H13",72,"5",72,72]
[98950076,"UPM3 SOLAR 25-75 130 CZA EUY9 LKA",98616020,"Cable cpl. Power UPM3 1000mm  ","H13",72,"5",72,72]
[98951579,"UPM3 FLEX AC 15-70 130 ACA EUX6 RIT",98460256,"Cable cpl. Signal UPM3 1000mm","H13",140,"5",140,140]
[98951579,"UPM3 FLEX AC 15-70 130 ACA EUX6 RIT",98603958,"Quick guide UPM3 FLEX AC  ","H13",140,"5",140,140]
[98951579,"UPM3 FLEX AC 15-70 130 ACA EUX6 RIT",98616020,"Cable cpl. Power UPM3 1000mm  ","H13",140,"5",140,140]
[98952854,"UPM3 FLEX AS 25-70 180 AZJ EUX9 RGU",98460256,"Cable cpl. Signal UPM3 1000mm","H13",72,"5",72,72]
[98952854,"UPM3 FLEX AS 25-70 180 AZJ EUX9 RGU",98460260,"Cable cpl,. Power UPM3 1000mm  ","H13",72,"5",72,72]
[98952978,"UPM3 AUTO 25-70 130 ZZZ EUX9 SFV",98460260,"Cable cpl,. Power UPM3 1000mm  ","H13",72,"5",72,72]
[98953184,"UPM3 FLEX AS 15-70 130 AZJ EUX9 HDL",98460260,"Cable cpl,. Power UPM3 1000mm  ","H13",140,"5",140,140]
[98953971,"UPM3 25-75 180 AZA EUX9 KWE",98373384,"Cable cpl. Power UPM3 2000mm","H13",72,"5",72,72]
[98954063,"UPM3 AUTO L 25-70 180 ZZZ EUX9 TEP",98460258,"Cable cpl. Power UPM3 1000mm  ","H13",72,"5",72,72]
[98954407,"UPM3 HYBRID 25-70 130 ACA EUX9 DU",98603930,"Quick guide UPM3 HYBRID  ","H13",96,"5",96,96]
[98954409,"UPM3 HYBRID 25-70 180 ACA EUX9 DU",98603930,"Quick guide UPM3 HYBRID  ","H13",96,"5",96,96]
[98954798,"UPM3 FLEX AS 15-70 130 AZJ EUX9 FAM",98460260,"Cable cpl,. Power UPM3 1000mm  ","H13",140,"5",140,140]
[98956241,"UPM3 SOLAR 15-75 130 CZA EUX3 ENS",98460256,"Cable cpl. Signal UPM3 1000mm","H13",140,"5",140,140]
[98956241,"UPM3 SOLAR 15-75 130 CZA EUX3 ENS",98616020,"Cable cpl. Power UPM3 1000mm  ","H13",140,"5",140,140]
[98956273,"UPM3 15-60 130 AZA EUX9 KWE",98373384,"Cable cpl. Power UPM3 2000mm","H13",72,"5",72,72]
[98956729,"UPM3 FLEX AS 15-70 CACAO AZJ EUX9 STG",98460260,"Cable cpl,. Power UPM3 1000mm  ","H13",72,"5",72,72]
[98958384,"UPM3 AUTO 15-70 GGMBP3 ZZZ EUX3 MB",98651459,"Quick guide UPM3 AUTO  ","H13",250,"5",250,250]
[98958547,"UPM3 HYBRID 25-70 130 ACA EUX3 WAK",98347385,"Cable cpl. Signal UPM3 2000mm","H13",72,"5",72,72]
[98958547,"UPM3 HYBRID 25-70 130 ACA EUX3 WAK",98373382,"Cable cpl. Power UPM3 2000mm","H13",72,"5",72,72]
[98958869,"UPM3 SOLAR 15-75 130 CZA EUX9 SNX",98460256,"Cable cpl. Signal UPM3 1000mm","H13",140,"5",140,140]
[98958869,"UPM3 SOLAR 15-75 130 CZA EUX9 SNX",98616020,"Cable cpl. Power UPM3 1000mm  ","H13",140,"5",140,140]
[98961405,"UPM3 DHW 15-70 CIL3PPS AZJ EUX9 KOB",98460260,"Cable cpl,. Power UPM3 1000mm  ","H13",72,"5",72,72]
[98962125,"UPM3 FLEX AS 15-70 130 AZJ EUX9 IDF",98460260,"Cable cpl,. Power UPM3 1000mm  ","H13",72,"5",72,72]
[98962747,"UPM3 15-70 130 AZA EUX6 TAA",98460256,"Cable cpl. Signal UPM3 1000mm","H13",140,"5",140,140]
[98962747,"UPM3 15-70 130 AZA EUX6 TAA",98460260,"Cable cpl,. Power UPM3 1000mm  ","H13",140,"5",140,140]
[98963380,"UPM3 AUTO L 25-70 130 ZZZ EUX9 UKS",98460258,"Cable cpl. Power UPM3 1000mm  ","H13",140,"5",140,140]
[98964045,"UPM3 HYBRID 25-70 130 ACA EUX9 ZER",98460256,"Cable cpl. Signal UPM3 1000mm","H13",72,"5",72,72]
[98964045,"UPM3 HYBRID 25-70 130 ACA EUX9 ZER",98460258,"Cable cpl. Power UPM3 1000mm  ","H13",72,"5",72,72]
[98965360,"UPM3 FLEX AS 25-70 180 AZJ EUX9 RGU",98460256,"Cable cpl. Signal UPM3 1000mm","H13",72,"5",72,72]
[98965360,"UPM3 FLEX AS 25-70 180 AZJ EUX9 RGU",98460260,"Cable cpl,. Power UPM3 1000mm  ","H13",72,"5",72,72]
[98967044,"UPM3 FLEX AS 25-70 180 AZJ EUX9 RMA",98373384,"Cable cpl. Power UPM3 2000mm","H13",120,"5",120,120]
[98967045,"UPM3 FLEX AS 25-70 180 AZJ EUX0 TNG",98616020,"Cable cpl. Power UPM3 1000mm  ","H13",72,"5",72,72]
[98969904,"UPM3 25-75 180 CZA EUX9 KES",98347385,"Cable cpl. Signal UPM3 2000mm","H13",72,"5",72,72]
[98969904,"UPM3 25-75 180 CZA EUX9 KES",98460259,"Cable cpl. Power UPM3 4000mm","H13",72,"5",72,72]
[98969932,"UPM3 25-75 N 180 CZA EUX9 KES",98347385,"Cable cpl. Signal UPM3 2000mm","H13",120,"5",120,120]
[98969932,"UPM3 25-75 N 180 CZA EUX9 KES",98460259,"Cable cpl. Power UPM3 4000mm","H13",120,"5",120,120]
[98970795,"UPM3K FLEX AS 25-70 130 AZJ EUX0 HSR",98460256,"Cable cpl. Signal UPM3 1000mm","H13",72,"5",72,72]
[98970795,"UPM3K FLEX AS 25-70 130 AZJ EUX0 HSR",98460260,"Cable cpl,. Power UPM3 1000mm  ","H13",72,"5",72,72]
[98973548,"UPM3 FLEX AS 15-70 CACAO AZJ EUX9 TE",98460258,"Cable cpl. Power UPM3 1000mm  ","H13",140,"5",140,140]
[98973799,"UPM3 AUTO L 15-70 CIL3 ZZZ EUX0 TAO",98373384,"Cable cpl. Power UPM3 2000mm","H13",72,"5",72,72]
[98973799,"UPM3 AUTO L 15-70 CIL3 ZZZ EUX0 TAO",98651611,"Quick guide UPM3 AUTO L","H13",72,"5",72,72]
[98977791,"UPM3 HYBRID 15-70 130 ACA EUX9 AZP",98347385,"Cable cpl. Signal UPM3 2000mm","H13",72,"5",72,72]
[98977791,"UPM3 HYBRID 15-70 130 ACA EUX9 AZP",98616051,"Cable cpl. Power UPM3 2000mm","H13",72,"5",72,72]
[98980595,"UPM3 HYBRID 15-70 130 ACA EUX0 TAO",98603930,"Quick guide UPM3 HYBRID  ","H13",96,"5",96,96]
[98981360,"UPM3 HYBRID 15-70 130 ACA EUX9 MB",98603930,"Quick guide UPM3 HYBRID  ","H13",96,"5",96,96]
[98981391,"UPM3 HYBRID 25-70 180 ACA EUX9 MB",98603930,"Quick guide UPM3 HYBRID  ","H13",96,"5",96,96]
[98981393,"UPM3 SOLAR 15-145 130 CZA EUX9 MB",98603956,"Quick guide UPM3 SOLAR","H13",96,"5",96,96]
[98981396,"UPM3 SOLAR 25-145 180 CZA EUX9 MB",98603956,"Quick guide UPM3 SOLAR","H13",96,"5",96,96]
[98981785,"UPM3 base SOLAR Hybrid",98460256,"Cable cpl. Signal UPM3 1000mm","H13",200,"5",140,140]
[98981785,"UPM3 base SOLAR Hybrid",98603956,"Quick guide UPM3 SOLAR","H13",200,"5",140,140]
[98981785,"UPM3 base SOLAR Hybrid",98616020,"Cable cpl. Power UPM3 1000mm  ","H13",200,"5",140,140]
[98983740,"UPM3K AUTO L 25-70 180 ZZZ EUX9 IKA",98460258,"Cable cpl. Power UPM3 1000mm  ","H13",120,"5",120,120]
[98986187,"UPM3 AUTO L 25-70 180 ZZZ EUX6 DU",98651611,"Quick guide UPM3 AUTO L","H13",150,"5",150,150]
[98986188,"UPM3 AUTO L 32-70 180 ZZZ EUX6 DU",98651611,"Quick guide UPM3 AUTO L","H13",150,"5",150,150]
[98986199,"UPM3 AUTO L 25-70 130 ZZZ EUX3 LEA",98616051,"Cable cpl. Power UPM3 2000mm","H13",72,"5",72,72]
[98986497,"UPM3 FLEX AS 25-75 130 AZA EUX9 GAL",98347385,"Cable cpl. Signal UPM3 2000mm","H13",72,"5",72,72]
[98986497,"UPM3 FLEX AS 25-75 130 AZA EUX9 GAL",98373382,"Cable cpl. Power UPM3 2000mm","H13",72,"5",72,72]
[98986957,"UPM3 AUTO L 15-70 130 ZZZ EUX9 YDR",98616020,"Cable cpl. Power UPM3 1000mm  ","H13",140,"5",140,140]
[98987102,"UPM3 AUTO L 25-70 180 ZZZ EUX9 SAI",98373384,"Cable cpl. Power UPM3 2000mm","H13",72,"5",72,72]
[98987102,"UPM3 AUTO L 25-70 180 ZZZ EUX9 SAI",98651611,"Quick guide UPM3 AUTO L","H13",72,"5",72,72]
[98987832,"UPM3 AUTO L 25-50 180 ZZZ EUX9 EIO",98616020,"Cable cpl. Power UPM3 1000mm  ","H13",72,"5",72,72]
[98987838,"UPM3 HYBRID 25-70 130 ACA EUX9 AQT",98603930,"Quick guide UPM3 HYBRID  ","H13",72,"5",72,72]
[98987838,"UPM3 HYBRID 25-70 130 ACA EUX9 AQT",98616051,"Cable cpl. Power UPM3 2000mm","H13",72,"5",72,72]
[98990557,"UPM3K HYBRID 15-70 130 ACA EUX9 FIO",98460256,"Cable cpl. Signal UPM3 1000mm","H13",140,"5",140,140]
[98990557,"UPM3K HYBRID 15-70 130 ACA EUX9 FIO",98460260,"Cable cpl,. Power UPM3 1000mm  ","H13",140,"5",140,140]
[98990624,"UPM3 25-75 180 AZA EUX9 IDO",98616051,"Cable cpl. Power UPM3 2000mm","H13",72,"5",72,72]
[98991359,"UPM3 FLEX AS 15-70 130 AZJ EUX0 UGR",98373382,"Cable cpl. Power UPM3 2000mm","H13",140,"5",140,140]
[98991856,"UPM3 AUTO 15-70 130 ZZZ EUX3 HSF",98373384,"Cable cpl. Power UPM3 2000mm","H13",72,"5",72,72]
[98991881,"UPM3 FLEX AS 15-75 130 AZA EUX3 SFC",98603960,"Quick guide UPM3 FLEX AS  ","H13",200,"5",96,96]
[98992005,"UPM3K SOLAR 15-75 130 CZA EUX9 TIE",98460256,"Cable cpl. Signal UPM3 1000mm","H13",140,"5",140,140]
[98992005,"UPM3K SOLAR 15-75 130 CZA EUX9 TIE",98460260,"Cable cpl,. Power UPM3 1000mm  ","H13",140,"5",140,140]
[98992005,"UPM3K SOLAR 15-75 130 CZA EUX9 TIE",98603956,"Quick guide UPM3 SOLAR","H13",140,"5",140,140]
[98992014,"UPM3 AUTO L 25-70 130 ZZZ EUX0 RYC",98460258,"Cable cpl. Power UPM3 1000mm  ","H13",140,"5",140,140]
[98992457,"UPM3 AUTO L 25-70 130 ZZZ EUX9 MEN",98616020,"Cable cpl. Power UPM3 1000mm  ","H13",72,"5",72,72]
[98992490,"UPM3 AUTO L 25-70 130 ZZZ EUX9 TEI",98460258,"Cable cpl. Power UPM3 1000mm  ","H13",140,"5",140,140]
[98993721,"UPM3 AUTO L 15-70 130 ZZZ EUX3 SFC",98651611,"Quick guide UPM3 AUTO L","H13",200,"5",96,96]
[98993722,"UPM3 AUTO 25-70 130 ZZZ EUX3 SFC",98651459,"Quick guide UPM3 AUTO  ","H13",200,"5",96,96]
[98994506,"UPM3 HYBRID 15-70 130 ACA EUX9 HHG",98603930,"Quick guide UPM3 HYBRID  ","H13",175,"5",175,175]
[98995221,"UPM3 FLEX AS 25-70 130 AZJ EUX9 FRT",98460258,"Cable cpl. Power UPM3 1000mm  ","H13",140,"5",140,140]
[98995467,"UPM3 HYBRID 25-70 180 ACA EUX0 PM",98603930,"Quick guide UPM3 HYBRID  ","H13",96,"5",96,96]
[98996262,"UPM3 FLEX AS 15-70 130 AZJ EUX9 SFI",98460260,"Cable cpl,. Power UPM3 1000mm  ","H13",72,"5",72,72]
[98998121,"UPM3 AUTO L 25-70 180 ZZZ EUX9 EIO",98616051,"Cable cpl. Power UPM3 2000mm","H13",72,"5",72,72]
[99001931,"UPM3 HYBRID 25-70 130 ACA EUX9 HHG",98603930,"Quick guide UPM3 HYBRID  ","H13",200,"5",175,175]
[99002027,"UPM3 FLEX AS 25-70 130 AZJ EUX9 PSI",98460260,"Cable cpl,. Power UPM3 1000mm  ","H13",140,"5",140,140]
[99009684,"UPM3 HYBRID 15-70 130 ACA EUX9 HTJ",98347385,"Cable cpl. Signal UPM3 2000mm","H13",72,"5",72,72]
[99009684,"UPM3 HYBRID 15-70 130 ACA EUX9 HTJ",98616051,"Cable cpl. Power UPM3 2000mm","H13",72,"5",72,72]
[99013593,"UPM3 DHW 15-70 N 130 AZJ EUX9 PEW",98347385,"Cable cpl. Signal UPM3 2000mm","H13",72,"5",72,72]
[99013593,"UPM3 DHW 15-70 N 130 AZJ EUX9 PEW",98373384,"Cable cpl. Power UPM3 2000mm","H13",72,"5",72,72]
[99016694,"UPM3 AUTO L 25-70 130 ZZZ EUX9 TMD",98460260,"Cable cpl,. Power UPM3 1000mm  ","H13",140,"5",140,140]
[99016706,"UPM3 AUTO L 25-70 180 ZZZ EUX9 YDR",98616020,"Cable cpl. Power UPM3 1000mm  ","H13",120,"5",120,120]
[99016993,"UPM3 AUTO L 15-70 130 ZZZ EUX9 AWM",98460258,"Cable cpl. Power UPM3 1000mm  ","H13",140,"5",140,140]
[99017263,"UPM3 HYBRID 25-70 180 ACJ EUX9 AQT",98603930,"Quick guide UPM3 HYBRID  ","H13",72,"5",72,72]
[99017263,"UPM3 HYBRID 25-70 180 ACJ EUX9 AQT",98616051,"Cable cpl. Power UPM3 2000mm","H13",72,"5",72,72]
[99017893,"UPM3 AUTO L 25-70 130 ZZZ EUX9 UNL",98460258,"Cable cpl. Power UPM3 1000mm  ","H13",140,"5",140,140]
[99017893,"UPM3 AUTO L 25-70 130 ZZZ EUX9 UNL",98651611,"Quick guide UPM3 AUTO L","H13",140,"5",140,140]
[99018325,"UPM3 AUTO L 15-70 130 ZZZ EUX9 DU",98651611,"Quick guide UPM3 AUTO L","H13",175,"5",175,175]
[99018328,"UPM3 AUTO 25-70 180 ZZZ EUX3 DU",98651459,"Quick guide UPM3 AUTO  ","H13",150,"5",150,150]
[99018699,"UPM3 FLEX AS 15-70 130 AZA EUX9 SEM",98460260,"Cable cpl,. Power UPM3 1000mm  ","H13",72,"5",72,72]
[99019518,"UPM3 15-70 130 CZA EUX0 RIT",98460256,"Cable cpl. Signal UPM3 1000mm","H13",175,"5",140,140]
[99019518,"UPM3 15-70 130 CZA EUX0 RIT",98603954,"Quick guide UPM3 PWM  ","H13",175,"5",140,140]
[99019518,"UPM3 15-70 130 CZA EUX0 RIT",98616020,"Cable cpl. Power UPM3 1000mm  ","H13",175,"5",140,140]
[99020106,"UPM3 AUTO 32-70 180 ZZZ EUX9 ADR",98460260,"Cable cpl,. Power UPM3 1000mm  ","H13",30,"5",30,30]
[99021164,"UPM3 25-75 130 AZA EUX9 RMB",98347385,"Cable cpl. Signal UPM3 2000mm","H13",72,"5",72,72]
[99021164,"UPM3 25-75 130 AZA EUX9 RMB",98616051,"Cable cpl. Power UPM3 2000mm","H13",72,"5",72,72]
[99021210,"UPM3 25-70 180 AZA EUX6 DU",98603954,"Quick guide UPM3 PWM  ","H13",150,"5",150,150]
[99023951,"Pump basic cpl. UPM3 7m CHB AU",98347385,"Cable cpl. Signal UPM3 2000mm","H14",200,"5",0,0,"à voir","pompe CHB cablé ?? Palette rehausse"]
[99023951,"Pump basic cpl. UPM3 7m CHB AU",98373384,"Cable cpl. Power UPM3 2000mm","H14",200,"5",0,0,"à voir","pompe CHB cablé ?? Palette rehausse"]
[99023951,"Pump basic cpl. UPM3 7m CHB AU",98603954,"Quick guide UPM3 PWM  ","H14",200,"5",0,0,"à voir","pompe CHB cablé ?? Palette rehausse"]
[99026106,"UPM3 DHW 15-20 CIL3 AZA EUX9 GEM",98857252,"Quick guide UPM3 DHW  ","H13",175,"5",175,175]
[99026124,"UPM3 DHW 15-70 CIL3 AZJ EUX3 RGU",98347385,"Cable cpl. Signal UPM3 2000mm","H13",140,"5",140,140]
[99026124,"UPM3 DHW 15-70 CIL3 AZJ EUX3 RGU",98373384,"Cable cpl. Power UPM3 2000mm","H13",140,"5",140,140]
[99026202,"UPM3 DHW 15-70 N 130 AZJ EUX3 RGU",98347385,"Cable cpl. Signal UPM3 2000mm","H13",140,"5",140,140]
[99026202,"UPM3 DHW 15-70 N 130 AZJ EUX3 RGU",98373382,"Cable cpl. Power UPM3 2000mm","H13",140,"5",140,140]
[99026703,"UPM3 SOLAR 15-75 130 CZA EUY9 TX",98603956,"Quick guide UPM3 SOLAR","H13",175,"5",175,175]
[99028721,"UPM3 FLEX AC 15-70 CIL3 ACA EUX9 ZHS",98460256,"Cable cpl. Signal UPM3 1000mm","H13",72,"5",72,72]
[99028721,"UPM3 FLEX AC 15-70 CIL3 ACA EUX9 ZHS",98460260,"Cable cpl,. Power UPM3 1000mm  ","H13",72,"5",72,72]
[99029722,"UPM3 SOLAR 25-75 180 CZA EUX0 SLR",98347385,"Cable cpl. Signal UPM3 2000mm","H13",120,"5",120,120]
[99029722,"UPM3 SOLAR 25-75 180 CZA EUX0 SLR",98373384,"Cable cpl. Power UPM3 2000mm","H13",120,"5",120,120]
[99030830,"UPM3 FLEX AS 15-70 130 AZJ EUX0 EIS",98373382,"Cable cpl. Power UPM3 2000mm","H13",72,"5",72,72]
[99037571,"UPM3 FLEX AS 25-75 130 AZA EUX9 NTS",98460256,"Cable cpl. Signal UPM3 1000mm","H13",72,"5",72,72]
[99037571,"UPM3 FLEX AS 25-75 130 AZA EUX9 NTS",98460260,"Cable cpl,. Power UPM3 1000mm  ","H13",72,"5",72,72]
[99038529,"UPM3 FLEX AS 15-70 130 AZJ EUX9 SFI",98373382,"Cable cpl. Power UPM3 2000mm","H13",200,"5",72,72]

{"sheet":"PF","index":8,"n_rows":363,"n_cols":8,"rows_kept":363,"cut":false,"hidden":false,"merged":[]}
["Material","Loading equip. qty","Unit of measure","Storage unit type","Material","Minimum Lot Size","Rounding value"]
[59200649,200,"PC","5",59200649,0,0,"à voir"]
[59200663,200,"PC","5",59200663,0,0,"à voir"]
[59200664,200,"PC","5",59200664,0,0,"à voir"]
[59200742,175,"PC","5",59200742,175,175,"certain"]
[59200743,175,"PC","5",59200743,175,175,"certain"]
[59200750,150,"PC","5",59200750,150,150,"certain"]
[59200753,175,"PC","5",59200753,175,175,"certain"]
[59200755,200,"PC","5",59200755,0,0,"à voir"]
[59200756,200,"PC","5",59200756,0,0,"à voir"]
[98583645,200,"PC","5",98583645,0,0,"à voir"]
[98586479,200,"PC","5",98586479,0,0,"à voir"]
[98642409,160,"PC","5",98642409,160,160,"certain"]
[98642670,140,"PC","5",98642670,140,140,"certain"]
[98681094,175,"PC","5",98681094,175,175,"certain"]
[98681136,175,"PC","5",98681136,175,175,"certain"]
[98690312,160,"PC","5",98690312,150,150,"à voir"]
[98698262,72,"PC","5",98698262,72,72,"certain"]
[98698787,192,"PC","5",98698787,48,48,"à voir"]
[98700188,175,"PC","5",98700188,160,160,"à voir"]
[98700674,72,"PC","5",98700674,72,72,"certain"]
[98711808,72,"PC","5",98711808,72,72,"certain"]
[98712647,175,"PC","5",98712647,160,160,"à voir"]
[98722419,175,"PC","5",98722419,175,175,"certain"]
[98722507,175,"PC","5",98722507,175,175,"certain"]
[98723821,175,"PC","5",98723821,169,169,"à voir"]
[98743659,175,"PC","5",98743659,175,175,"certain"]
[98743992,175,"PC","5",98743992,175,175,"certain"]
[98747687,96,"PC","5",98747687,84,84,"à voir"]
[98760909,96,"PC","5",98760909,84,84,"à voir"]
[98764136,72,"PC","5",98764136,72,72,"certain"]
[98764167,72,"PC","5",98764167,72,72,"certain"]
[98769676,84,"PC","5",98769676,72,72,"à voir"]
[98770339,84,"PC","5",98770339,84,84,"certain"]
[98771014,72,"PC","5",98771014,72,72,"certain"]
[98776991,96,"PC","5",98776991,72,72,"à voir"]
[98786495,200,"PC","5",98786495,72,72,"à voir"]
[98794416,80,"PC","5",98794416,72,72,"à voir"]
[98800963,96,"PC","5",98800963,96,96,"certain"]
[98802325,140,"PC","5",98802325,140,140,"certain"]
[98802831,192,"PC","5",98802831,72,72,"à voir"]
[98803920,150,"PC","5",98803920,150,150,"certain"]
[98804713,120,"PC","5",98804713,120,120,"certain"]
[98806406,200,"PC","5",98806406,0,0,"à voir"]
[98807313,200,"PC","5",98807313,0,0,"à voir"]
[98807367,200,"PC","5",98807367,0,0,"à voir"]
[98807389,200,"PC","5",98807389,0,0,"à voir"]
[98807739,200,"PC","5",98807739,0,0,"à voir"]
[98807982,200,"PC","5",98807982,0,0,"à voir"]
[98808951,200,"PC","5",98808951,0,0,"à voir"]
[98809849,145,"PC","5",98809849,140,140,"à voir"]
[98810283,140,"PC","5",98810283,140,140,"certain"]
[98811030,72,"PC","5",98811030,72,72,"certain"]
[98812056,200,"PC","5",98812056,0,0,"à voir"]
[98813123,140,"PC","5",98813123,140,140,"certain"]
[98814787,150,"PC","5",98814787,150,150,"certain"]
[98815404,200,"PC","5",98815404,0,0,"à voir"]
[98815578,200,"PC","5",98815578,0,0,"à voir"]
[98816631,200,"PC","5",98816631,0,0,"à voir"]
[98817352,150,"PC","5",98817352,150,150,"certain"]
[98817928,72,"PC","5",98817928,72,72,"certain"]
[98817929,150,"PC","5",98817929,150,150,"certain"]
[98818876,72,"PC","5",98818876,72,72,"certain"]
[98819119,140,"PC","5",98819119,140,140,"certain"]
[98821508,72,"PC","5",98821508,72,72,"certain"]
[98821576,72,"PC","5",98821576,72,72,"certain"]
[98822951,200,"PC","5",98822951,0,0,"à voir"]
[98822972,96,"PC","5",98822972,96,96,"certain"]
[98824739,140,"PC","5",98824739,175,175,"à voir"]
[98824787,96,"PC","5",98824787,96,96,"certain"]
[98824837,120,"PC","5",98824837,120,120,"certain"]
[98824857,140,"PC","5",98824857,140,140,"certain"]
[98827251,175,"PC","5",98827251,175,175,"certain"]
[98827841,200,"PC","5",98827841,0,0,"à voir"]
[98828217,200,"PC","5",98828217,0,0,"à voir"]
[98828405,72,"PC","5",98828405,72,72,"certain"]
[98829559,200,"PC","5",98829559,0,0,"à voir"]
[98832965,0,"","",98832965,0,0,"à voir"]
[98833641,200,"PC","5",98833641,0,0,"à voir"]
[98834727,72,"PC","5",98834727,72,72,"certain"]
[98834853,200,"PC","5",98834853,0,0,"à voir"]
[98834884,200,"PC","5",98834884,0,0,"à voir"]
[98834897,200,"PC","5",98834897,0,0,"à voir"]
[98834900,200,"PC","5",98834900,0,0,"à voir"]
[98835513,72,"PC","5",98835513,72,72,"certain"]
[98835669,200,"PC","5",98835669,0,0,"à voir"]
[98835697,200,"PC","5",98835697,0,0,"à voir"]
[98836200,72,"PC","5",98836200,72,72,"certain"]
[98836387,175,"PC","5",98836387,175,175,"certain"]
[98838263,200,"PC","5",98838263,0,0,"à voir"]
[98838477,200,"PC","5",98838477,0,0,"à voir"]
[98838518,200,"PC","5",98838518,0,0,"à voir"]
[98838530,140,"PC","5",98838530,140,140,"certain"]
[98838858,200,"PC","5",98838858,0,0,"à voir"]
[98839132,200,"PC","5",98839132,0,0,"à voir"]
[98839134,200,"PC","5",98839134,0,0,"à voir"]
[98839171,200,"PC","5",98839171,0,0,"à voir"]
[98841011,140,"PC","5",98841011,140,140,"certain"]
[98841126,96,"PC","5",98841126,96,96,"certain"]
[98841127,200,"PC","5",98841127,0,0,"à voir"]
[98842238,140,"PC","5",98842238,140,140,"certain"]
[98842538,200,"PC","5",98842538,0,0,"à voir"]
[98842566,200,"PC","5",98842566,0,0,"à voir"]
[98843707,72,"PC","5",98843707,72,72,"certain"]
[98844215,200,"PC","5",98844215,0,0,"à voir"]
[98844667,72,"PC","5",98844667,72,72,"certain"]
[98845851,175,"PC","5",98845851,175,175,"certain"]
[98845856,150,"PC","5",98845856,150,150,"certain"]
[98846073,140,"PC","5",98846073,140,140,"certain"]
[98847768,72,"PC","5",98847768,72,72,"certain"]
[98851844,120,"PC","5",98851844,120,120,"certain"]
[98853387,270,"PC","5",98853387,270,270,"certain"]
[98853654,96,"PC","5",98853654,96,96,"certain"]
[98853705,175,"PC","5",98853705,175,175,"certain"]
[98853708,150,"PC","5",98853708,150,150,"certain"]
[98854192,500,"PC","2",98854192,100,100,"à voir"]
[98854534,200,"PC","5",98854534,0,0,"à voir"]
[98855174,200,"PC","5",98855174,0,0,"à voir"]
[98855183,0,"","",98855183,150,150,"à voir"]
[98856813,200,"PC","5",98856813,0,0,"à voir"]
[98857196,200,"PC","5",98857196,0,0,"à voir"]
[98857216,200,"PC","5",98857216,0,0,"à voir"]
[98857367,200,"PC","5",98857367,0,0,"à voir"]
[98857389,175,"PC","5",98857389,175,175,"certain"]
[98859390,200,"PC","5",98859390,0,0,"à voir"]
[98860430,72,"PC","5",98860430,72,72,"certain"]
[98860767,200,"PC","5",98860767,0,0,"à voir"]
[98862075,96,"PC","5",98862075,96,96,"certain"]
[98863235,140,"PC","5",98863235,140,140,"certain"]
[98863447,140,"PC","5",98863447,140,140,"certain"]
[98863638,96,"PC","5",98863638,96,96,"certain"]
[98864770,120,"PC","5",98864770,120,120,"certain"]
[98866320,200,"PC","5",98866320,0,0,"à voir"]
[98867248,0,"","",98867248,175,175,"à voir"]
[98868188,140,"PC","5",98868188,140,140,"certain"]
[98870351,140,"PC","5",98870351,140,140,"certain"]
[98870759,72,"PC","5",98870759,72,72,"certain"]
[98870764,72,"PC","5",98870764,72,72,"certain"]
[98870806,72,"PC","5",98870806,72,72,"certain"]
[98871239,200,"PC","5",98871239,0,0,"à voir"]
[98872390,140,"PC","5",98872390,140,140,"certain"]
[98872458,72,"PC","5",98872458,72,72,"certain"]
[98872816,140,"PC","5",98872816,140,140,"certain"]
[98872871,140,"PC","5",98872871,140,140,"certain"]
[98872946,140,"PC","5",98872946,140,140,"certain"]
[98873703,200,"PC","5",98873703,0,0,"à voir"]
[98875760,72,"PC","5",98875760,72,72,"certain"]
[98875845,105,"PC","5",98875845,105,105,"certain"]
[98876512,5000,"PC","3",98876512,100,100,"à voir"]
[98876515,5000,"PC","3",98876515,100,100,"à voir"]
[98876525,5000,"PC","3",98876525,100,100,"à voir"]
[98878425,0,"","",98878425,72,72,"à voir"]
[98878707,0,"","",98878707,120,120,"à voir"]
[98880375,72,"PC","5",98880375,72,72,"certain"]
[98881753,140,"PC","5",98881753,140,140,"certain"]
[98883305,72,"PC","5",98883305,72,72,"certain"]
[98885043,175,"PC","5",98885043,175,175,"certain"]
[98885155,175,"PC","5",98885155,175,175,"certain"]
[98885216,200,"PC","5",98885216,0,0,"à voir"]
[98885235,72,"PC","5",98885235,72,72,"certain"]
[98886472,200,"PC","5",98886472,0,0,"à voir"]
[98887651,200,"PC","5",98887651,0,0,"à voir"]
[98887657,200,"PC","5",98887657,0,0,"à voir"]
[98888229,150,"PC","5",98888229,150,150,"certain"]
[98888252,96,"PC","5",98888252,96,96,"certain"]
[98890226,150,"PC","5",98890226,150,150,"certain"]
[98890430,96,"PC","5",98890430,96,96,"certain"]
[98891035,140,"PC","5",98891035,140,140,"certain"]
[98891104,72,"PC","5",98891104,72,72,"certain"]
[98892384,72,"PC","5",98892384,72,72,"certain"]
[98892811,0,"","",98892811,0,0,"à voir"]
[98894025,200,"PC","5",98894025,175,175,"à voir"]
[98894243,72,"PC","5",98894243,72,72,"certain"]
[98896481,72,"PC","5",98896481,72,72,"certain"]
[98896483,72,"PC","5",98896483,72,72,"certain"]
[98896564,120,"PC","5",98896564,120,120,"certain"]
[98898036,200,"PC","5",98898036,0,0,"à voir"]
[98898085,200,"PC","5",98898085,0,0,"à voir"]
[98898238,200,"PC","5",98898238,0,0,"à voir"]
[98900552,96,"PC","5",98900552,96,96,"certain"]
[98901719,200,"PC","5",98901719,0,0,"à voir"]
[98903383,72,"PC","5",98903383,72,72,"certain"]
[98904587,72,"PC","5",98904587,72,72,"certain"]
[98905396,200,"PC","5",98905396,0,0,"à voir"]
[98905974,120,"PC","5",98905974,120,120,"certain"]
[98906898,96,"PC","5",98906898,96,96,"certain"]
[98910395,96,"PC","5",98910395,96,96,"certain"]
[98911256,200,"PC","5",98911256,0,0,"à voir"]
[98914369,140,"PC","5",98914369,140,140,"certain"]
[98915098,140,"PC","5",98915098,140,140,"certain"]
[98915948,96,"PC","5",98915948,96,96,"certain"]
[98916455,200,"PC","5",98916455,0,0,"à voir"]
[98916819,120,"PC","5",98916819,120,120,"certain"]
[98917836,200,"PC","5",98917836,0,0,"à voir"]
[98918041,72,"PC","5",98918041,72,72,"certain"]
[98918582,72,"PC","5",98918582,72,72,"certain"]
[98920569,200,"PC","5",98920569,0,0,"à voir"]
[98920838,140,"PC","5",98920838,140,140,"certain"]
[98920986,140,"PC","5",98920986,140,140,"certain"]
[98921076,120,"PC","5",98921076,120,120,"certain"]
[98921640,96,"PC","5",98921640,96,96,"certain"]
[98922125,72,"PC","5",98922125,72,72,"certain"]
[98923313,150,"PC","5",98923313,150,150,"certain"]
[98923318,175,"PC","5",98923318,175,175,"certain"]
[98923321,150,"PC","5",98923321,150,150,"certain"]
[98925696,200,"PC","5",98925696,0,0,"à voir"]
[98926736,140,"PC","5",98926736,140,140,"certain"]
[98926816,72,"PC","5",98926816,72,72,"certain"]
[98926825,150,"PC","5",98926825,150,150,"certain"]
[98927050,0,"","",98927050,96,96,"à voir"]
[98927074,200,"PC","5",98927074,0,0,"à voir"]
[98927164,140,"PC","5",98927164,140,140,"certain"]
[98927794,200,"PC","5",98927794,0,0,"à voir"]
[98929017,140,"PC","5",98929017,140,140,"certain"]
[98929396,140,"PC","5",98929396,140,140,"certain"]
[98930739,140,"PC","5",98930739,140,140,"certain"]
[98932994,140,"PC","5",98932994,140,140,"certain"]
[98932996,140,"PC","5",98932996,140,140,"certain"]
[98933555,120,"PC","5",98933555,120,120,"certain"]
[98934515,200,"PC","5",98934515,96,96,"à voir"]
[98935840,140,"PC","5",98935840,140,140,"certain"]
[98935903,140,"PC","5",98935903,140,140,"certain"]
[98935945,140,"PC","5",98935945,140,140,"certain"]
[98936032,72,"PC","5",98936032,72,72,"certain"]
[98936108,140,"PC","5",98936108,140,140,"certain"]
[98936121,120,"PC","5",98936121,120,120,"certain"]
[98936950,140,"PC","5",98936950,140,140,"certain"]
[98937189,72,"PC","5",98937189,72,72,"certain"]
[98938535,72,"PC","5",98938535,72,72,"certain"]
[98938540,72,"PC","5",98938540,72,72,"certain"]
[98938583,150,"PC","5",98938583,150,150,"certain"]
[98938585,0,"","",98938585,0,0,"à voir"]
[98939129,180,"PC","5",98939129,180,180,"certain"]
[98939428,72,"PC","5",98939428,72,72,"certain"]
[98939820,96,"PC","5",98939820,96,96,"certain"]
[98940001,160,"PC","5",98940001,160,160,"certain"]
[98940754,72,"PC","5",98940754,72,72,"certain"]
[98940968,72,"PC","5",98940968,72,72,"certain"]
[98941574,72,"PC","5",98941574,72,72,"certain"]
[98942555,72,"PC","5",98942555,72,72,"certain"]
[98943324,72,"PC","5",98943324,72,72,"certain"]
[98946227,72,"PC","5",98946227,72,72,"certain"]
[98947261,140,"PC","5",98947261,140,140,"certain"]
[98947490,200,"PC","5",98947490,0,0,"à voir"]
[98948516,140,"PC","5",98948516,140,140,"certain"]
[98948707,200,"PC","5",98948707,0,0,"à voir"]
[98948751,200,"PC","5",98948751,0,0,"à voir"]
[98950076,72,"PC","5",98950076,72,72,"certain"]
[98951579,140,"PC","5",98951579,140,140,"certain"]
[98952854,72,"PC","5",98952854,72,72,"certain"]
[98952978,72,"PC","5",98952978,72,72,"certain"]
[98953184,140,"PC","5",98953184,140,140,"certain"]
[98953971,72,"PC","5",98953971,72,72,"certain"]
[98954063,72,"PC","5",98954063,72,72,"certain"]
[98954407,96,"PC","5",98954407,96,96,"certain"]
[98954409,150,"PC","5",98954409,96,96,"à voir"]
[98954773,200,"PC","5",98954773,0,0,"à voir"]
[98954798,140,"PC","5",98954798,140,140,"certain"]
[98955090,200,"PC","5",98955090,0,0,"à voir"]
[98955352,200,"PC","5",98955352,0,0,"à voir"]
[98956241,140,"PC","5",98956241,140,140,"certain"]
[98956273,72,"PC","5",98956273,72,72,"certain"]
[98956729,72,"PC","5",98956729,72,72,"certain"]
[98958384,250,"PC","5",98958384,250,250,"certain"]
[98958547,72,"PC","5",98958547,72,72,"certain"]
[98958869,140,"PC","5",98958869,140,140,"certain"]
[98958872,200,"PC","5",98958872,0,0,"à voir"]
[98961405,72,"PC","5",98961405,72,72,"certain"]
[98962125,72,"PC","5",98962125,72,72,"certain"]
[98962747,140,"PC","5",98962747,140,140,"certain"]
[98963380,140,"PC","5",98963380,140,140,"certain"]
[98964045,72,"PC","5",98964045,72,72,"certain"]
[98965360,72,"PC","5",98965360,72,72,"certain"]
[98965991,200,"PC","5",98965991,0,0,"à voir"]
[98966621,200,"PC","5",98966621,0,0,"à voir"]
[98967044,120,"PC","5",98967044,120,120,"certain"]
[98967045,72,"PC","5",98967045,72,72,"certain"]
[98969904,72,"PC","5",98969904,72,72,"certain"]
[98969932,120,"PC","5",98969932,120,120,"certain"]
[98970795,72,"PC","5",98970795,72,72,"certain"]
[98973548,140,"PC","5",98973548,140,140,"certain"]
[98973799,72,"PC","5",98973799,72,72,"certain"]
[98976518,200,"PC","5",98976518,0,0,"à voir"]
[98977304,200,"PC","5",98977304,0,0,"à voir"]
[98977400,200,"PC","5",98977400,0,0,"à voir"]
[98977791,72,"PC","5",98977791,72,72,"certain"]
[98980595,96,"PC","5",98980595,96,96,"certain"]
[98980842,200,"PC","5",98980842,0,0,"à voir"]
[98980861,200,"PC","5",98980861,0,0,"à voir"]
[98981360,96,"PC","5",98981360,96,96,"certain"]
[98981391,96,"PC","5",98981391,96,96,"certain"]
[98981393,96,"PC","5",98981393,96,96,"certain"]
[98981396,96,"PC","5",98981396,96,96,"certain"]
[98981785,200,"PC","5",98981785,0,0,"à voir"]
[98983740,120,"PC","5",98983740,120,120,"certain"]
[98986187,150,"PC","5",98986187,150,150,"certain"]
[98986188,150,"PC","5",98986188,150,150,"certain"]
[98986199,72,"PC","5",98986199,72,72,"certain"]
[98986497,72,"PC","5",98986497,72,72,"certain"]
[98986957,140,"PC","5",98986957,140,140,"certain"]
[98987102,72,"PC","5",98987102,72,72,"certain"]
[98987832,72,"PC","5",98987832,72,72,"certain"]
[98987838,72,"PC","5",98987838,72,72,"certain"]
[98990557,140,"PC","5",98990557,140,140,"certain"]
[98990624,72,"PC","5",98990624,72,72,"certain"]
[98991359,140,"PC","5",98991359,140,140,"certain"]
[98991856,72,"PC","5",98991856,72,72,"certain"]
[98991881,200,"PC","5",98991881,0,0,"à voir"]
[98992005,140,"PC","5",98992005,140,140,"certain"]
[98992014,140,"PC","5",98992014,140,140,"certain"]
[98992457,72,"PC","5",98992457,72,72,"certain"]
[98992490,140,"PC","5",98992490,140,140,"certain"]
[98993721,200,"PC","5",98993721,0,0,"à voir"]
[98993722,200,"PC","5",98993722,0,0,"à voir"]
[98994506,175,"PC","5",98994506,175,175,"certain"]
[98995221,140,"PC","5",98995221,140,140,"certain"]
[98995467,96,"PC","5",98995467,96,96,"certain"]
[98996262,72,"PC","5",98996262,72,72,"certain"]
[98997356,200,"PC","5",98997356,0,0,"à voir"]
[98998121,72,"PC","5",98998121,72,72,"certain"]
[99001931,200,"PC","5",99001931,0,0,"à voir"]
[99002027,140,"PC","5",99002027,140,140,"certain"]
[99009684,72,"PC","5",99009684,72,72,"certain"]
[99013593,72,"PC","5",99013593,72,72,"certain"]
[99016694,140,"PC","5",99016694,140,140,"certain"]
[99016706,120,"PC","5",99016706,120,120,"certain"]
[99016993,140,"PC","5",99016993,140,140,"certain"]
[99017233,200,"PC","5",99017233,0,0,"à voir"]
[99017263,72,"PC","5",99017263,72,72,"certain"]
[99017859,0,"","",99017859,0,0,"à voir"]
[99017893,140,"PC","5",99017893,140,140,"certain"]
[99018207,200,"PC","5",99018207,0,0,"à voir"]
[99018325,175,"PC","5",99018325,175,175,"certain"]
[99018328,200,"PC","5",99018328,150,150,"à voir"]
[99018699,72,"PC","5",99018699,72,72,"certain"]
[99018704,0,"","",99018704,0,0,"à voir"]
[99018775,200,"PC","5",99018775,0,0,"à voir"]
[99019518,175,"PC","5",99019518,175,175,"certain"]
[99020106,30,"PC","5",99020106,30,30,"certain"]
[99020698,200,"PC","5",99020698,0,0,"à voir"]
[99021164,200,"PC","5",99021164,72,72,"à voir"]
[99021210,150,"PC","5",99021210,150,150,"certain"]
[99022901,200,"PC","5",99022901,0,0,"à voir"]
[99023951,200,"PC","5",99023951,0,0,"à voir"]
[99025109,200,"PC","5",99025109,0,0,"à voir"]
[99025385,200,"PC","5",99025385,0,0,"à voir"]
[99026106,175,"PC","5",99026106,175,175,"certain"]
[99026124,140,"PC","5",99026124,140,140,"certain"]
[99026202,140,"PC","5",99026202,140,140,"certain"]
[99026703,175,"PC","5",99026703,175,175,"certain"]
[99028683,60,"PC","5",99028683,60,60,"certain"]
[99028721,72,"PC","5",99028721,72,72,"certain"]
[99028931,40,"PC","5",99028931,40,40,"certain"]
[99029360,200,"PC","5",99029360,0,0,"à voir"]
[99029722,120,"PC","5",99029722,120,120,"certain"]
[99029924,200,"PC","5",99029924,0,0,"à voir"]
[99030830,72,"PC","5",99030830,72,72,"certain"]
[99031450,200,"PC","5",99031450,0,0,"à voir"]
[99031452,200,"PC","5",99031452,0,0,"à voir"]
[99036613,200,"PC","5",99036613,0,0,"à voir"]
[99036649,200,"PC","5",99036649,0,0,"à voir"]
[99037571,72,"PC","5",99037571,72,72,"certain"]
[99038529,200,"PC","5",99038529,0,0,"à voir"]

{"sheet":"BOM PF","index":9,"n_rows":4442,"n_cols":12,"rows_kept":4442,"cut":false,"hidden":false,"merged":[]}
["Material","Material Description","Level","Item Number","Item category","Component number","Object description","Component quantity","Component unit","Assembly indicator","Phantom item"]
[59200649,"Spare head UPM3K -75 VI 7844180","1","0011","L","98966580","VIDoc Montageanleitung VI5673057",1,"PC","No",""]
[59200649,"Spare head UPM3K -75 VI 7844180","1","0014","L","505995","Sachet avec 4 vis ID3347",1,"PC","Yes",""]
[59200649,"Spare head UPM3K -75 VI 7844180","1","0015","L","98137944","Global safety indication VI 5458269",1,"PC","No",""]
[59200649,"Spare head UPM3K -75 VI 7844180","1","0105","L","98473430","Stator w/housing CED, drain hole pos. 6",1,"PC","Yes",""]
[59200649,"Spare head UPM3K -75 VI 7844180","1","0135","L","98288541","O-ring D15x2",1,"PC","No",""]
[59200649,"Spare head UPM3K -75 VI 7844180","1","0140","L","98460464","Rotor can cpl. D28x41.4 W DEBLOCKING",1,"PC","No",""]
[59200649,"Spare head UPM3K -75 VI 7844180","1","0150","L","97704972","Gasket D82xD70.2x4",1,"PC","No",""]
[59200649,"Spare head UPM3K -75 VI 7844180","1","0220","L","98419135","#axe+roue cpl. UPM3 RS4",1,"PC","Yes","x"]
[59200649,"Spare head UPM3K -75 VI 7844180","1","0260","L","98288597","Ctrl UPM3 PWM Super Seal not config",1,"PC","No",""]
[59200649,"Spare head UPM3K -75 VI 7844180","1","0290","L","98354083","Front Foil, PWM",1,"PC","No",""]
[59200649,"Spare head UPM3K -75 VI 7844180","1","0430","L","98603098","Quick guide UPM3 PWM replac. pump head",1,"PC","No",""]
[59200649,"Spare head UPM3K -75 VI 7844180","1","0489","L","97570310","#Etiquette 120x60 cpl. spare",1,"PC","Yes","x"]
[59200649,"Spare head UPM3K -75 VI 7844180","1","0720","L","98661020","#Single box cpl. pump head UPM3",1,"PC","Yes","x","Emb. indiv. "]
[59200649,"Spare head UPM3K -75 VI 7844180","1","1000","L","96629700","Pochette \"Doc ci-inclus\" 110MX160MM",1,"PC","No",""]
[59200663,"Spare pump head UPM3 -50 VI 7842625","1","0015","L","98137944","Global safety indication VI 5458269",1,"PC","No",""]
[59200663,"Spare pump head UPM3 -50 VI 7842625","1","0105","L","98473428","Stator w/housing shot blasted",1,"PC","Yes",""]
[59200663,"Spare pump head UPM3 -50 VI 7842625","1","0135","L","98288541","O-ring D15x2",1,"PC","No",""]
[59200663,"Spare pump head UPM3 -50 VI 7842625","1","0140","L","98460464","Rotor can cpl. D28x41.4 W DEBLOCKING",1,"PC","No",""]
[59200663,"Spare pump head UPM3 -50 VI 7842625","1","0150","L","97704972","Gasket D82xD70.2x4",1,"PC","No",""]
[59200663,"Spare pump head UPM3 -50 VI 7842625","1","0220","L","98419135","#axe+roue cpl. UPM3 RS4",1,"PC","Yes","x"]
[59200663,"Spare pump head UPM3 -50 VI 7842625","1","0260","L","98288597","Ctrl UPM3 PWM Super Seal not config",1,"PC","No",""]
[59200663,"Spare pump head UPM3 -50 VI 7842625","1","0290","L","98354083","Front Foil, PWM",1,"PC","No",""]
[59200663,"Spare pump head UPM3 -50 VI 7842625","1","0300","L","98451691","Blind plug f/Mini Superseal",1,"PC","No",""]
[59200663,"Spare pump head UPM3 -50 VI 7842625","1","0430","L","98603098","Quick guide UPM3 PWM replac. pump head",1,"PC","No",""]
[59200663,"Spare pump head UPM3 -50 VI 7842625","1","0440","L","98400958","Sachet avec 4 vis 98152261",1,"PC","Yes",""]
[59200663,"Spare pump head UPM3 -50 VI 7842625","1","0720","L","98661020","#Single box cpl. pump head UPM3",1,"PC","Yes","x","Emb. indiv. "]
[59200663,"Spare pump head UPM3 -50 VI 7842625","1","1000","L","96629700","Pochette \"Doc ci-inclus\" 110MX160MM",1,"PC","No",""]
[59200664,"Spare pump head UPM3 -60 VI 7842626","1","0015","L","98137944","Global safety indication VI 5458269",1,"PC","No",""]
[59200664,"Spare pump head UPM3 -60 VI 7842626","1","0105","L","98473428","Stator w/housing shot blasted",1,"PC","Yes",""]
[59200664,"Spare pump head UPM3 -60 VI 7842626","1","0135","L","98288541","O-ring D15x2",1,"PC","No",""]
[59200664,"Spare pump head UPM3 -60 VI 7842626","1","0140","L","98460464","Rotor can cpl. D28x41.4 W DEBLOCKING",1,"PC","No",""]
[59200664,"Spare pump head UPM3 -60 VI 7842626","1","0150","L","97704972","Gasket D82xD70.2x4",1,"PC","No",""]
[59200664,"Spare pump head UPM3 -60 VI 7842626","1","0220","L","98419135","#axe+roue cpl. UPM3 RS4",1,"PC","Yes","x"]
[59200664,"Spare pump head UPM3 -60 VI 7842626","1","0260","L","98288597","Ctrl UPM3 PWM Super Seal not config",1,"PC","No",""]
[59200664,"Spare pump head UPM3 -60 VI 7842626","1","0290","L","98354083","Front Foil, PWM",1,"PC","No",""]
[59200664,"Spare pump head UPM3 -60 VI 7842626","1","0300","L","98451691","Blind plug f/Mini Superseal",1,"PC","No",""]
[59200664,"Spare pump head UPM3 -60 VI 7842626","1","0430","L","98603098","Quick guide UPM3 PWM replac. pump head",1,"PC","No",""]
[59200664,"Spare pump head UPM3 -60 VI 7842626","1","0440","L","98400958","Sachet avec 4 vis 98152261",1,"PC","Yes",""]
[59200664,"Spare pump head UPM3 -60 VI 7842626","1","0720","L","98661020","#Single box cpl. pump head UPM3",1,"PC","Yes","x","Emb. indiv. "]
[59200664,"Spare pump head UPM3 -60 VI 7842626","1","1000","L","96629700","Pochette \"Doc ci-inclus\" 110MX160MM",1,"PC","No",""]
[59200742,"UPM3 FLEX AS 15-70 130 AZJ EUX3 NIB","1","0105","L","98473428","Stator w/housing shot blasted",1,"PC","Yes",""]
[59200742,"UPM3 FLEX AS 15-70 130 AZJ EUX3 NIB","1","0135","L","98288541","O-ring D15x2",1,"PC","No",""]
[59200742,"UPM3 FLEX AS 15-70 130 AZJ EUX3 NIB","1","0140","L","98460464","Rotor can cpl. D28x41.4 W DEBLOCKING",1,"PC","No",""]
[59200742,"UPM3 FLEX AS 15-70 130 AZJ EUX3 NIB","1","0150","L","97704972","Gasket D82xD70.2x4",1,"PC","No",""]
[59200742,"UPM3 FLEX AS 15-70 130 AZJ EUX3 NIB","1","0220","L","98419135","#axe+roue cpl. UPM3 RS4",1,"PC","Yes","x"]
[59200742,"UPM3 FLEX AS 15-70 130 AZJ EUX3 NIB","1","0230","L","98152261","Hex cap screw M5x16 raw w. Eco-lubric",4,"PC","No",""]
[59200742,"UPM3 FLEX AS 15-70 130 AZJ EUX3 NIB","1","0240","L","98419166","Pump housing DN15-130 1\" CED",1,"PC","No",""]
[59200742,"UPM3 FLEX AS 15-70 130 AZJ EUX3 NIB","1","0260","L","98477859","Ctrl UPM3 PWM Hybrid Super Seal not conf",1,"PC","Yes",""]
[59200742,"UPM3 FLEX AS 15-70 130 AZJ EUX3 NIB","1","0290","L","98441191","Front Foil, Hybrid",1,"PC","No",""]
[59200742,"UPM3 FLEX AS 15-70 130 AZJ EUX3 NIB","1","0300","L","98451691","Blind plug f/Mini Superseal",1,"PC","No",""]
[59200742,"UPM3 FLEX AS 15-70 130 AZJ EUX3 NIB","1","0430","L","98603960","Quick guide UPM3 FLEX AS",1,"PC","No",""]
[59200742,"UPM3 FLEX AS 15-70 130 AZJ EUX3 NIB","1","0720","L","98696458","#Packaging cpl. euro pallet 175 pcs.",6.0000000000000001E-3,"PC","Yes","x","emballage"]
[59200743,"UPM3 FLEX AS 25-70 130 AZJ EUX3 NIB","1","0105","L","98473428","Stator w/housing shot blasted",1,"PC","Yes",""]
[59200743,"UPM3 FLEX AS 25-70 130 AZJ EUX3 NIB","1","0135","L","98288541","O-ring D15x2",1,"PC","No",""]
[59200743,"UPM3 FLEX AS 25-70 130 AZJ EUX3 NIB","1","0140","L","98460464","Rotor can cpl. D28x41.4 W DEBLOCKING",1,"PC","No",""]
[59200743,"UPM3 FLEX AS 25-70 130 AZJ EUX3 NIB","1","0150","L","97704972","Gasket D82xD70.2x4",1,"PC","No",""]
[59200743,"UPM3 FLEX AS 25-70 130 AZJ EUX3 NIB","1","0220","L","98419135","#axe+roue cpl. UPM3 RS4",1,"PC","Yes","x"]
[59200743,"UPM3 FLEX AS 25-70 130 AZJ EUX3 NIB","1","0230","L","98152261","Hex cap screw M5x16 raw w. Eco-lubric",4,"PC","No",""]
[59200743,"UPM3 FLEX AS 25-70 130 AZJ EUX3 NIB","1","0240","L","98446965","Pump housing DN25-130 1 1/2\" CED",1,"PC","No",""]
[59200743,"UPM3 FLEX AS 25-70 130 AZJ EUX3 NIB","1","0260","L","98477859","Ctrl UPM3 PWM Hybrid Super Seal not conf",1,"PC","Yes",""]
[59200743,"UPM3 FLEX AS 25-70 130 AZJ EUX3 NIB","1","0290","L","98441191","Front Foil, Hybrid",1,"PC","No",""]
[59200743,"UPM3 FLEX AS 25-70 130 AZJ EUX3 NIB","1","0300","L","98451691","Blind plug f/Mini Superseal",1,"PC","No",""]
[59200743,"UPM3 FLEX AS 25-70 130 AZJ EUX3 NIB","1","0430","L","98603960","Quick guide UPM3 FLEX AS",1,"PC","No",""]
[59200743,"UPM3 FLEX AS 25-70 130 AZJ EUX3 NIB","1","0720","L","98696458","#Packaging cpl. euro pallet 175 pcs.",6.0000000000000001E-3,"PC","Yes","x","emballage"]
[59200750,"UPM3 FLEX AS 25-70 180 AZJ EUX0 NIB","1","0105","L","98473428","Stator w/housing shot blasted",1,"PC","Yes",""]
[59200750,"UPM3 FLEX AS 25-70 180 AZJ EUX0 NIB","1","0135","L","98288541","O-ring D15x2",1,"PC","No",""]
[59200750,"UPM3 FLEX AS 25-70 180 AZJ EUX0 NIB","1","0140","L","98460464","Rotor can cpl. D28x41.4 W DEBLOCKING",1,"PC","No",""]
[59200750,"UPM3 FLEX AS 25-70 180 AZJ EUX0 NIB","1","0150","L","97704972","Gasket D82xD70.2x4",1,"PC","No",""]
[59200750,"UPM3 FLEX AS 25-70 180 AZJ EUX0 NIB","1","0220","L","98419135","#axe+roue cpl. UPM3 RS4",1,"PC","Yes","x"]
[59200750,"UPM3 FLEX AS 25-70 180 AZJ EUX0 NIB","1","0230","L","98152261","Hex cap screw M5x16 raw w. Eco-lubric",4,"PC","No",""]
[59200750,"UPM3 FLEX AS 25-70 180 AZJ EUX0 NIB","1","0240","L","98446967","Pump housing DN25-180 1 1/2\" CED UPM3",1,"PC","No",""]
[59200750,"UPM3 FLEX AS 25-70 180 AZJ EUX0 NIB","1","0260","L","98477859","Ctrl UPM3 PWM Hybrid Super Seal not conf",1,"PC","Yes",""]
[59200750,"UPM3 FLEX AS 25-70 180 AZJ EUX0 NIB","1","0290","L","98441191","Front Foil, Hybrid",1,"PC","No",""]
[59200750,"UPM3 FLEX AS 25-70 180 AZJ EUX0 NIB","1","0300","L","98451691","Blind plug f/Mini Superseal",1,"PC","No",""]
[59200750,"UPM3 FLEX AS 25-70 180 AZJ EUX0 NIB","1","0430","L","98603960","Quick guide UPM3 FLEX AS",1,"PC","No",""]
[59200750,"UPM3 FLEX AS 25-70 180 AZJ EUX0 NIB","1","0720","L","98692892","#Packaging cpl. euro pallet 150 pcs.",6.0000000000000001E-3,"PC","Yes","x","emballage"]
[59200753,"UPM3 FLEX AS 15-70 130 AZJ EUX6 NIB","1","0105","L","98473428","Stator w/housing shot blasted",1,"PC","Yes",""]
[59200753,"UPM3 FLEX AS 15-70 130 AZJ EUX6 NIB","1","0135","L","98288541","O-ring D15x2",1,"PC","No",""]
[59200753,"UPM3 FLEX AS 15-70 130 AZJ EUX6 NIB","1","0140","L","98460464","Rotor can cpl. D28x41.4 W DEBLOCKING",1,"PC","No",""]
[59200753,"UPM3 FLEX AS 15-70 130 AZJ EUX6 NIB","1","0150","L","97704972","Gasket D82xD70.2x4",1,"PC","No",""]
[59200753,"UPM3 FLEX AS 15-70 130 AZJ EUX6 NIB","1","0220","L","98419135","#axe+roue cpl. UPM3 RS4",1,"PC","Yes","x"]
[59200753,"UPM3 FLEX AS 15-70 130 AZJ EUX6 NIB","1","0230","L","98152261","Hex cap screw M5x16 raw w. Eco-lubric",4,"PC","No",""]
[59200753,"UPM3 FLEX AS 15-70 130 AZJ EUX6 NIB","1","0240","L","98419166","Pump housing DN15-130 1\" CED",1,"PC","No",""]
[59200753,"UPM3 FLEX AS 15-70 130 AZJ EUX6 NIB","1","0260","L","98477859","Ctrl UPM3 PWM Hybrid Super Seal not conf",1,"PC","Yes",""]
[59200753,"UPM3 FLEX AS 15-70 130 AZJ EUX6 NIB","1","0290","L","98441191","Front Foil, Hybrid",1,"PC","No",""]
[59200753,"UPM3 FLEX AS 15-70 130 AZJ EUX6 NIB","1","0300","L","98451691","Blind plug f/Mini Superseal",1,"PC","No",""]
[59200753,"UPM3 FLEX AS 15-70 130 AZJ EUX6 NIB","1","0430","L","98603960","Quick guide UPM3 FLEX AS",1,"PC","No",""]
[59200753,"UPM3 FLEX AS 15-70 130 AZJ EUX6 NIB","1","0720","L","98696458","#Packaging cpl. euro pallet 175 pcs.",6.0000000000000001E-3,"PC","Yes","x","emballage"]
[59200755,"UPM3K FLEX AS 15-70 130 AZJ EUX9 NIB","1","0105","L","98473441","Stator w/housing CED, drain hole pos. 12",1,"PC","Yes",""]
[59200755,"UPM3K FLEX AS 15-70 130 AZJ EUX9 NIB","1","0135","L","98288541","O-ring D15x2",1,"PC","No",""]
[59200755,"UPM3K FLEX AS 15-70 130 AZJ EUX9 NIB","1","0140","L","98460464","Rotor can cpl. D28x41.4 W DEBLOCKING",1,"PC","No",""]
[59200755,"UPM3K FLEX AS 15-70 130 AZJ EUX9 NIB","1","0150","L","97704972","Gasket D82xD70.2x4",1,"PC","No",""]
[59200755,"UPM3K FLEX AS 15-70 130 AZJ EUX9 NIB","1","0220","L","98419135","#axe+roue cpl. UPM3 RS4",1,"PC","Yes","x"]
[59200755,"UPM3K FLEX AS 15-70 130 AZJ EUX9 NIB","1","0230","L","98152261","Hex cap screw M5x16 raw w. Eco-lubric",4,"PC","No",""]
[59200755,"UPM3K FLEX AS 15-70 130 AZJ EUX9 NIB","1","0240","L","98419166","Pump housing DN15-130 1\" CED",1,"PC","No",""]
[59200755,"UPM3K FLEX AS 15-70 130 AZJ EUX9 NIB","1","0260","L","98477859","Ctrl UPM3 PWM Hybrid Super Seal not conf",1,"PC","Yes",""]
[59200755,"UPM3K FLEX AS 15-70 130 AZJ EUX9 NIB","1","0290","L","98441191","Front Foil, Hybrid",1,"PC","No",""]
[59200755,"UPM3K FLEX AS 15-70 130 AZJ EUX9 NIB","1","0300","L","98451691","Blind plug f/Mini Superseal",1,"PC","No",""]
[59200755,"UPM3K FLEX AS 15-70 130 AZJ EUX9 NIB","1","0430","L","98603960","Quick guide UPM3 FLEX AS",1,"PC","No",""]
[59200755,"UPM3K FLEX AS 15-70 130 AZJ EUX9 NIB","1","0720","L","98661018","#Single box cpl. small UPM3",1,"PC","Yes","x","Emb. indiv. "]
[59200756,"UPM3K FLEX AS 25-75 180 AZA EUX9 NIB","1","0105","L","98473441","Stator w/housing CED, drain hole pos. 12",1,"PC","Yes",""]
[59200756,"UPM3K FLEX AS 25-75 180 AZA EUX9 NIB","1","0135","L","98288541","O-ring D15x2",1,"PC","No",""]
[59200756,"UPM3K FLEX AS 25-75 180 AZA EUX9 NIB","1","0140","L","98460464","Rotor can cpl. D28x41.4 W DEBLOCKING",1,"PC","No",""]
[59200756,"UPM3K FLEX AS 25-75 180 AZA EUX9 NIB","1","0150","L","97704972","Gasket D82xD70.2x4",1,"PC","No",""]
[59200756,"UPM3K FLEX AS 25-75 180 AZA EUX9 NIB","1","0220","L","98419135","#axe+roue cpl. UPM3 RS4",1,"PC","Yes","x"]
[59200756,"UPM3K FLEX AS 25-75 180 AZA EUX9 NIB","1","0230","L","98152261","Hex cap screw M5x16 raw w. Eco-lubric",4,"PC","No",""]
[59200756,"UPM3K FLEX AS 25-75 180 AZA EUX9 NIB","1","0240","L","98446967","Pump housing DN25-180 1 1/2\" CED UPM3",1,"PC","No",""]
[59200756,"UPM3K FLEX AS 25-75 180 AZA EUX9 NIB","1","0260","L","98477859","Ctrl UPM3 PWM Hybrid Super Seal not conf",1,"PC","Yes",""]
[59200756,"UPM3K FLEX AS 25-75 180 AZA EUX9 NIB","1","0290","L","98441191","Front Foil, Hybrid",1,"PC","No",""]
[59200756,"UPM3K FLEX AS 25-75 180 AZA EUX9 NIB","1","0300","L","98451691","Blind plug f/Mini Superseal",1,"PC","No",""]
[59200756,"UPM3K FLEX AS 25-75 180 AZA EUX9 NIB","1","0430","L","98603960","Quick guide UPM3 FLEX AS",1,"PC","No",""]
[59200756,"UPM3K FLEX AS 25-75 180 AZA EUX9 NIB","1","0720","L","98661018","#Single box cpl. small UPM3",1,"PC","Yes","x","Emb. indiv. "]
[98583645,"UPM3 25-75 180 9H minisuperseal","1","0105","L","98473428","Stator w/housing shot blasted",1,"PC","Yes",""]
[98583645,"UPM3 25-75 180 9H minisuperseal","1","0135","L","98288541","O-ring D15x2",1,"PC","No",""]
[98583645,"UPM3 25-75 180 9H minisuperseal","1","0140","L","98460464","Rotor can cpl. D28x41.4 W DEBLOCKING",1,"PC","No",""]
[98583645,"UPM3 25-75 180 9H minisuperseal","1","0150","L","97704972","Gasket D82xD70.2x4",1,"PC","No",""]
[98583645,"UPM3 25-75 180 9H minisuperseal","1","0220","L","98419135","#axe+roue cpl. UPM3 RS4",1,"PC","Yes","x"]
[98583645,"UPM3 25-75 180 9H minisuperseal","1","0230","L","98152261","Hex cap screw M5x16 raw w. Eco-lubric",4,"PC","No",""]
[98583645,"UPM3 25-75 180 9H minisuperseal","1","0240","L","98446967","Pump housing DN25-180 1 1/2\" CED UPM3",1,"PC","No",""]
[98583645,"UPM3 25-75 180 9H minisuperseal","1","0260","L","98478041","Ctrl UPM3 KM-BUS Super Seal not config",1,"PC","Yes",""]
[98583645,"UPM3 25-75 180 9H minisuperseal","1","0290","L","98354083","Front Foil, PWM",1,"PC","No",""]
[98583645,"UPM3 25-75 180 9H minisuperseal","1","0670","L","98373382","Cable cpl. Power UPM3 2000mm",1,"PC","No",""]
[98583645,"UPM3 25-75 180 9H minisuperseal","1","0680","L","98347385","Cable cpl. Signal UPM3 2000mm",1,"PC","No",""]
[98586479,"Spare UPM3 15-75 VI 7840565","1","0010","L","505995","Sachet avec 4 vis ID3347",1,"PC","Yes",""]
[98586479,"Spare UPM3 15-75 VI 7840565","1","0015","L","98137944","Global safety indication VI 5458269",1,"PC","No",""]
[98586479,"Spare UPM3 15-75 VI 7840565","1","0105","L","98473428","Stator w/housing shot blasted",1,"PC","Yes",""]
[98586479,"Spare UPM3 15-75 VI 7840565","1","0135","L","98288541","O-ring D15x2",1,"PC","No",""]
[98586479,"Spare UPM3 15-75 VI 7840565","1","0140","L","98460464","Rotor can cpl. D28x41.4 W DEBLOCKING",1,"PC","No",""]
[98586479,"Spare UPM3 15-75 VI 7840565","1","0150","L","97704972","Gasket D82xD70.2x4",1,"PC","No",""]
[98586479,"Spare UPM3 15-75 VI 7840565","1","0220","L","98419135","#axe+roue cpl. UPM3 RS4",1,"PC","Yes","x"]
[98586479,"Spare UPM3 15-75 VI 7840565","1","0260","L","98288597","Ctrl UPM3 PWM Super Seal not config",1,"PC","No",""]
[98586479,"Spare UPM3 15-75 VI 7840565","1","0290","L","98354083","Front Foil, PWM",1,"PC","No",""]
[98586479,"Spare UPM3 15-75 VI 7840565","1","0430","L","98603098","Quick guide UPM3 PWM replac. pump head",1,"PC","No",""]
[98586479,"Spare UPM3 15-75 VI 7840565","1","0489","L","97570310","#Etiquette 120x60 cpl. spare",1,"PC","Yes","x"]
[98586479,"Spare UPM3 15-75 VI 7840565","1","0720","L","98661020","#Single box cpl. pump head UPM3",1,"PC","Yes","x","Emb. indiv. "]
[98586479,"Spare UPM3 15-75 VI 7840565","1","1000","L","96629700","Pochette \"Doc ci-inclus\" 110MX160MM",1,"PC","No",""]
[98642409,"UPM3 15-70 130 6H AUTO KVM","1","0105","L","98473428","Stator w/housing shot blasted",1,"PC","Yes",""]
[98642409,"UPM3 15-70 130 6H AUTO KVM","1","0135","L","98288541","O-ring D15x2",1,"PC","No",""]
[98642409,"UPM3 15-70 130 6H AUTO KVM","1","0140","L","98460464","Rotor can cpl. D28x41.4 W DEBLOCKING",1,"PC","No",""]
[98642409,"UPM3 15-70 130 6H AUTO KVM","1","0150","L","97704972","Gasket D82xD70.2x4",1,"PC","No",""]
[98642409,"UPM3 15-70 130 6H AUTO KVM","1","0220","L","98419135","#axe+roue cpl. UPM3 RS4",1,"PC","Yes","x"]
[98642409,"UPM3 15-70 130 6H AUTO KVM","1","0230","L","98152261","Hex cap screw M5x16 raw w. Eco-lubric",4,"PC","No",""]
[98642409,"UPM3 15-70 130 6H AUTO KVM","1","0240","L","98419166","Pump housing DN15-130 1\" CED",1,"PC","No",""]
[98642409,"UPM3 15-70 130 6H AUTO KVM","1","0260","L","98477859","Ctrl UPM3 PWM Hybrid Super Seal not conf",1,"PC","Yes",""]
[98642409,"UPM3 15-70 130 6H AUTO KVM","1","0290","L","98441191","Front Foil, Hybrid",1,"PC","No",""]
[98642409,"UPM3 15-70 130 6H AUTO KVM","1","0300","L","98451691","Blind plug f/Mini Superseal",1,"PC","No",""]
[98642409,"UPM3 15-70 130 6H AUTO KVM","1","0600","L","98696458","#Packaging cpl. euro pallet 175 pcs.",6.0000000000000001E-3,"ZPC","Yes","x","emballage"]
[98642409,"UPM3 15-70 130 6H AUTO KVM","1","0670","L","98616020","Cable cpl. Power UPM3 1000mm",1,"PC","No",""]
[98642670,"UPM3 25-70 130 3H AUTO TB","1","0105","L","98473428","Stator w/housing shot blasted",1,"PC","Yes",""]
[98642670,"UPM3 25-70 130 3H AUTO TB","1","0135","L","98288541","O-ring D15x2",1,"PC","No",""]
[98642670,"UPM3 25-70 130 3H AUTO TB","1","0140","L","98460464","Rotor can cpl. D28x41.4 W DEBLOCKING",1,"PC","No",""]
[98642670,"UPM3 25-70 130 3H AUTO TB","1","0150","L","97704972","Gasket D82xD70.2x4",1,"PC","No",""]
[98642670,"UPM3 25-70 130 3H AUTO TB","1","0220","L","98419135","#axe+roue cpl. UPM3 RS4",1,"PC","Yes","x"]
[98642670,"UPM3 25-70 130 3H AUTO TB","1","0230","L","98152261","Hex cap screw M5x16 raw w. Eco-lubric",4,"PC","No",""]
[98642670,"UPM3 25-70 130 3H AUTO TB","1","0240","L","98446965","Pump housing DN25-130 1 1/2\" CED",1,"PC","No",""]
[98642670,"UPM3 25-70 130 3H AUTO TB","1","0260","L","98477859","Ctrl UPM3 PWM Hybrid Super Seal not conf",1,"PC","Yes",""]
[98642670,"UPM3 25-70 130 3H AUTO TB","1","0290","L","98441191","Front Foil, Hybrid",1,"PC","No",""]
[98642670,"UPM3 25-70 130 3H AUTO TB","1","0300","L","98451691","Blind plug f/Mini Superseal",1,"PC","No",""]
[98642670,"UPM3 25-70 130 3H AUTO TB","1","0430","L","98651459","Quick guide UPM3 AUTO",1,"PC","No",""]
[98642670,"UPM3 25-70 130 3H AUTO TB","1","0489","L","00ID7183","ETIQ.INTERMEC 90X140 (RL1200)",1,"PC","No",""]
[98642670,"UPM3 25-70 130 3H AUTO TB","1","0690","L","98614629","Cable cpl. Superseal Molex UPM3 150mm",1,"PC","No",""]
[98642670,"UPM3 25-70 130 3H AUTO TB","1","0740","L","98696458","#Packaging cpl. euro pallet 175 pcs.",6.0000000000000001E-3,"ZPC","Yes","x","emballage"]
[98681094,"UPM3 AUTO L 15-70 130 ZZA EUX0 GEM","1","0105","L","98473428","Stator w/housing shot blasted",1,"PC","Yes",""]
[98681094,"UPM3 AUTO L 15-70 130 ZZA EUX0 GEM","1","0135","L","98288541","O-ring D15x2",1,"PC","No",""]
[98681094,"UPM3 AUTO L 15-70 130 ZZA EUX0 GEM","1","0140","L","98460464","Rotor can cpl. D28x41.4 W DEBLOCKING",1,"PC","No",""]
[98681094,"UPM3 AUTO L 15-70 130 ZZA EUX0 GEM","1","0150","L","97704972","Gasket D82xD70.2x4",1,"PC","No",""]
[98681094,"UPM3 AUTO L 15-70 130 ZZA EUX0 GEM","1","0220","L","98419135","#axe+roue cpl. UPM3 RS4",1,"PC","Yes","x"]
[98681094,"UPM3 AUTO L 15-70 130 ZZA EUX0 GEM","1","0230","L","98152261","Hex cap screw M5x16 raw w. Eco-lubric",4,"PC","No",""]
[98681094,"UPM3 AUTO L 15-70 130 ZZA EUX0 GEM","1","0240","L","98419166","Pump housing DN15-130 1\" CED",1,"PC","No",""]
[98681094,"UPM3 AUTO L 15-70 130 ZZA EUX0 GEM","1","0260","L","98477859","Ctrl UPM3 PWM Hybrid Super Seal not conf",1,"PC","Yes",""]
[98681094,"UPM3 AUTO L 15-70 130 ZZA EUX0 GEM","1","0290","L","98441191","Front Foil, Hybrid",1,"PC","No",""]
[98681094,"UPM3 AUTO L 15-70 130 ZZA EUX0 GEM","1","0300","L","98451691","Blind plug f/Mini Superseal",1,"PC","No",""]
[98681094,"UPM3 AUTO L 15-70 130 ZZA EUX0 GEM","1","0430","L","98651611","Quick guide UPM3 AUTO L",1,"PC","No",""]
[98681094,"UPM3 AUTO L 15-70 130 ZZA EUX0 GEM","1","0720","L","98696458","#Packaging cpl. euro pallet 175 pcs.",6.0000000000000001E-3,"ZPC","Yes","x","emballage"]
[98681136,"UPM3 AUTO L 15-70 130 ZZA EUX9 GEM","1","0105","L","98473428","Stator w/housing shot blasted",1,"PC","Yes",""]
[98681136,"UPM3 AUTO L 15-70 130 ZZA EUX9 GEM","1","0135","L","98288541","O-ring D15x2",1,"PC","No",""]
[98681136,"UPM3 AUTO L 15-70 130 ZZA EUX9 GEM","1","0140","L","98460464","Rotor can cpl. D28x41.4 W DEBLOCKING",1,"PC","No",""]
[98681136,"UPM3 AUTO L 15-70 130 ZZA EUX9 GEM","1","0150","L","97704972","Gasket D82xD70.2x4",1,"PC","No",""]
[98681136,"UPM3 AUTO L 15-70 130 ZZA EUX9 GEM","1","0220","L","98419135","#axe+roue cpl. UPM3 RS4",1,"PC","Yes","x"]
[98681136,"UPM3 AUTO L 15-70 130 ZZA EUX9 GEM","1","0230","L","98152261","Hex cap screw M5x16 raw w. Eco-lubric",4,"PC","No",""]
[98681136,"UPM3 AUTO L 15-70 130 ZZA EUX9 GEM","1","0240","L","98419166","Pump housing DN15-130 1\" CED",1,"PC","No",""]
[98681136,"UPM3 AUTO L 15-70 130 ZZA EUX9 GEM","1","0260","L","98477859","Ctrl UPM3 PWM Hybrid Super Seal not conf",1,"PC","Yes",""]
[98681136,"UPM3 AUTO L 15-70 130 ZZA EUX9 GEM","1","0290","L","98441191","Front Foil, Hybrid",1,"PC","No",""]
[98681136,"UPM3 AUTO L 15-70 130 ZZA EUX9 GEM","1","0300","L","98451691","Blind plug f/Mini Superseal",1,"PC","No",""]
[98681136,"UPM3 AUTO L 15-70 130 ZZA EUX9 GEM","1","0430","L","98651611","Quick guide UPM3 AUTO L",1,"PC","No",""]
[98681136,"UPM3 AUTO L 15-70 130 ZZA EUX9 GEM","1","0720","L","98696458","#Packaging cpl. euro pallet 175 pcs.",6.0000000000000001E-3,"ZPC","Yes","x","emballage"]
[98690312,"UPM3 HYBRID 25-70 180 ACA EUX9 WZ","1","0105","L","98473428","Stator w/housing shot blasted",1,"PC","Yes",""]
[98690312,"UPM3 HYBRID 25-70 180 ACA EUX9 WZ","1","0135","L","98288541","O-ring D15x2",1,"PC","No",""]
[98690312,"UPM3 HYBRID 25-70 180 ACA EUX9 WZ","1","0140","L","98460464","Rotor can cpl. D28x41.4 W DEBLOCKING",1,"PC","No",""]
[98690312,"UPM3 HYBRID 25-70 180 ACA EUX9 WZ","1","0150","L","97704972","Gasket D82xD70.2x4",1,"PC","No",""]
[98690312,"UPM3 HYBRID 25-70 180 ACA EUX9 WZ","1","0220","L","98419135","#axe+roue cpl. UPM3 RS4",1,"PC","Yes","x"]
[98690312,"UPM3 HYBRID 25-70 180 ACA EUX9 WZ","1","0230","L","98152261","Hex cap screw M5x16 raw w. Eco-lubric",4,"PC","No",""]
[98690312,"UPM3 HYBRID 25-70 180 ACA EUX9 WZ","1","0240","L","98446967","Pump housing DN25-180 1 1/2\" CED UPM3",1,"PC","No",""]
[98690312,"UPM3 HYBRID 25-70 180 ACA EUX9 WZ","1","0260","L","98477859","Ctrl UPM3 PWM Hybrid Super Seal not conf",1,"PC","Yes",""]
[98690312,"UPM3 HYBRID 25-70 180 ACA EUX9 WZ","1","0290","L","98441191","Front Foil, Hybrid",1,"PC","No",""]
[98690312,"UPM3 HYBRID 25-70 180 ACA EUX9 WZ","1","0670","L","98460260","Cable cpl,. Power UPM3 1000mm",1,"PC","No",""]
[98690312,"UPM3 HYBRID 25-70 180 ACA EUX9 WZ","1","0680","L","98460256","Cable cpl. Signal UPM3 1000mm",1,"PC","No",""]
[98690312,"UPM3 HYBRID 25-70 180 ACA EUX9 WZ","1","0720","L","98692892","#Packaging cpl. euro pallet 150 pcs.",7.0000000000000001E-3,"ZPC","Yes","x","emballage"]
[98698262,"UPM3 15-70 AUTO 130 ZZ EUX9 GTR","1","0105","L","98473428","Stator w/housing shot blasted",1,"PC","Yes",""]
[98698262,"UPM3 15-70 AUTO 130 ZZ EUX9 GTR","1","0135","L","98288541","O-ring D15x2",1,"PC","No",""]
[98698262,"UPM3 15-70 AUTO 130 ZZ EUX9 GTR","1","0140","L","98460464","Rotor can cpl. D28x41.4 W DEBLOCKING",1,"PC","No",""]
[98698262,"UPM3 15-70 AUTO 130 ZZ EUX9 GTR","1","0150","L","97704972","Gasket D82xD70.2x4",1,"PC","No",""]
[98698262,"UPM3 15-70 AUTO 130 ZZ EUX9 GTR","1","0220","L","98419135","#axe+roue cpl. UPM3 RS4",1,"PC","Yes","x"]
[98698262,"UPM3 15-70 AUTO 130 ZZ EUX9 GTR","1","0230","L","98152261","Hex cap screw M5x16 raw w. Eco-lubric",4,"PC","No",""]
[98698262,"UPM3 15-70 AUTO 130 ZZ EUX9 GTR","1","0240","L","98419166","Pump housing DN15-130 1\" CED",1,"PC","No",""]
[98698262,"UPM3 15-70 AUTO 130 ZZ EUX9 GTR","1","0260","L","98477859","Ctrl UPM3 PWM Hybrid Super Seal not conf",1,"PC","Yes",""]
[98698262,"UPM3 15-70 AUTO 130 ZZ EUX9 GTR","1","0290","L","98441191","Front Foil, Hybrid",1,"PC","No",""]
[98698262,"UPM3 15-70 AUTO 130 ZZ EUX9 GTR","1","0670","L","98460258","Cable cpl. Power UPM3 1000mm",1,"PC","No",""]
[98698262,"UPM3 15-70 AUTO 130 ZZ EUX9 GTR","1","0720","L","98692923","#Packaging cpl. half euro pallet 96 pcs.",0.02,"PC","Yes","x","emballage"]
[98698787,"UPM3 AUTO L 25-50 180 ZZA EUX9 PRA","1","0105","L","98473428","Stator w/housing shot blasted",1,"PC","Yes",""]
[98698787,"UPM3 AUTO L 25-50 180 ZZA EUX9 PRA","1","0135","L","98288541","O-ring D15x2",1,"PC","No",""]
[98698787,"UPM3 AUTO L 25-50 180 ZZA EUX9 PRA","1","0140","L","98460464","Rotor can cpl. D28x41.4 W DEBLOCKING",1,"PC","No",""]
[98698787,"UPM3 AUTO L 25-50 180 ZZA EUX9 PRA","1","0150","L","97704972","Gasket D82xD70.2x4",1,"PC","No",""]
[98698787,"UPM3 AUTO L 25-50 180 ZZA EUX9 PRA","1","0220","L","98419135","#axe+roue cpl. UPM3 RS4",1,"PC","Yes","x"]
[98698787,"UPM3 AUTO L 25-50 180 ZZA EUX9 PRA","1","0230","L","98152261","Hex cap screw M5x16 raw w. Eco-lubric",4,"PC","No",""]
[98698787,"UPM3 AUTO L 25-50 180 ZZA EUX9 PRA","1","0240","L","98446967","Pump housing DN25-180 1 1/2\" CED UPM3",1,"PC","No",""]
[98698787,"UPM3 AUTO L 25-50 180 ZZA EUX9 PRA","1","0260","L","98477859","Ctrl UPM3 PWM Hybrid Super Seal not conf",1,"PC","Yes",""]
[98698787,"UPM3 AUTO L 25-50 180 ZZA EUX9 PRA","1","0290","L","98441191","Front Foil, Hybrid",1,"PC","No",""]
[98698787,"UPM3 AUTO L 25-50 180 ZZA EUX9 PRA","1","0430","L","98651611","Quick guide UPM3 AUTO L",1,"PC","No",""]
[98698787,"UPM3 AUTO L 25-50 180 ZZA EUX9 PRA","1","0670","L","98373384","Cable cpl. Power UPM3 2000mm",1,"PC","No",""]
[98698787,"UPM3 AUTO L 25-50 180 ZZA EUX9 PRA","1","0720","L","98692910","#Packaging cpl. half euro pallet 96 pcs.",0.02,"PC","Yes","x","emballage"]
[98698787,"UPM3 AUTO L 25-50 180 ZZA EUX9 PRA","1","0740","L","98137816","Demi-Palette 600x800x130 -",0.02,"PC","No","","emballage"]
[98700188,"UPM3 SOLAR 15-75 130 CCJ EUX9 OES","1","0105","L","98634035","Stator w/housing shot bl. drain pos. 6",1,"PC","Yes",""]
[98700188,"UPM3 SOLAR 15-75 130 CCJ EUX9 OES","1","0135","L","98288541","O-ring D15x2",1,"PC","No",""]
[98700188,"UPM3 SOLAR 15-75 130 CCJ EUX9 OES","1","0140","L","98460464","Rotor can cpl. D28x41.4 W DEBLOCKING",1,"PC","No",""]
[98700188,"UPM3 SOLAR 15-75 130 CCJ EUX9 OES","1","0150","L","97704972","Gasket D82xD70.2x4",1,"PC","No",""]
[98700188,"UPM3 SOLAR 15-75 130 CCJ EUX9 OES","1","0220","L","98419135","#axe+roue cpl. UPM3 RS4",1,"PC","Yes","x"]
[98700188,"UPM3 SOLAR 15-75 130 CCJ EUX9 OES","1","0230","L","98152261","Hex cap screw M5x16 raw w. Eco-lubric",4,"PC","No",""]
[98700188,"UPM3 SOLAR 15-75 130 CCJ EUX9 OES","1","0240","L","98419166","Pump housing DN15-130 1\" CED",1,"PC","No",""]
[98700188,"UPM3 SOLAR 15-75 130 CCJ EUX9 OES","1","0260","L","98477859","Ctrl UPM3 PWM Hybrid Super Seal not conf",1,"PC","Yes",""]
[98700188,"UPM3 SOLAR 15-75 130 CCJ EUX9 OES","1","0290","L","98677050","Front foil Hybrid, Solar",1,"PC","No",""]
[98700188,"UPM3 SOLAR 15-75 130 CCJ EUX9 OES","1","0430","L","98603956","Quick guide UPM3 SOLAR",1,"PC","No",""]
[98700188,"UPM3 SOLAR 15-75 130 CCJ EUX9 OES","1","0440","L","98712594","Sachet de 175 joints 504023",1.0999999999999999E-2,"ZPC","Yes",""]
[98700188,"UPM3 SOLAR 15-75 130 CCJ EUX9 OES","1","0670","L","98616020","Cable cpl. Power UPM3 1000mm",1,"PC","No",""]
[98700188,"UPM3 SOLAR 15-75 130 CCJ EUX9 OES","1","0680","L","98460256","Cable cpl. Signal UPM3 1000mm",1,"PC","No",""]
[98700188,"UPM3 SOLAR 15-75 130 CCJ EUX9 OES","1","0720","L","98696458","#Packaging cpl. euro pallet 175 pcs.",6.0000000000000001E-3,"ZPC","Yes","x","emballage"]
[98700674,"UPM3 15-40 130 AZA EUX9 SSO","1","0105","L","98473428","Stator w/housing shot blasted",1,"PC","Yes",""]
[98700674,"UPM3 15-40 130 AZA EUX9 SSO","1","0135","L","98288541","O-ring D15x2",1,"PC","No",""]
[98700674,"UPM3 15-40 130 AZA EUX9 SSO","1","0140","L","98460464","Rotor can cpl. D28x41.4 W DEBLOCKING",1,"PC","No",""]
[98700674,"UPM3 15-40 130 AZA EUX9 SSO","1","0150","L","97704972","Gasket D82xD70.2x4",1,"PC","No",""]
[98700674,"UPM3 15-40 130 AZA EUX9 SSO","1","0220","L","98419135","#axe+roue cpl. UPM3 RS4",1,"PC","Yes","x"]
[98700674,"UPM3 15-40 130 AZA EUX9 SSO","1","0230","L","98152261","Hex cap screw M5x16 raw w. Eco-lubric",4,"PC","No",""]
[98700674,"UPM3 15-40 130 AZA EUX9 SSO","1","0240","L","98419166","Pump housing DN15-130 1\" CED",1,"PC","No",""]
[98700674,"UPM3 15-40 130 AZA EUX9 SSO","1","0260","L","98288597","Ctrl UPM3 PWM Super Seal not config",1,"PC","No",""]
[98700674,"UPM3 15-40 130 AZA EUX9 SSO","1","0290","L","98354083","Front Foil, PWM",1,"PC","No",""]
[98700674,"UPM3 15-40 130 AZA EUX9 SSO","1","0670","L","98373384","Cable cpl. Power UPM3 2000mm",1,"PC","No",""]
[98700674,"UPM3 15-40 130 AZA EUX9 SSO","1","0680","L","98347385","Cable cpl. Signal UPM3 2000mm",1,"PC","No",""]
[98700674,"UPM3 15-40 130 AZA EUX9 SSO","1","0720","L","98692923","#Packaging cpl. half euro pallet 96 pcs.",0.02,"PC","Yes","x","emballage"]
[98711808,"UPM3 HYBRID 15-50 130 ACA EUX9 LUC","1","0010","L","98711668","Customer code LUC",1,"PC","No",""]
[98711808,"UPM3 HYBRID 15-50 130 ACA EUX9 LUC","1","0105","L","98473428","Stator w/housing shot blasted",1,"PC","Yes",""]
[98711808,"UPM3 HYBRID 15-50 130 ACA EUX9 LUC","1","0135","L","98288541","O-ring D15x2",1,"PC","No",""]
[98711808,"UPM3 HYBRID 15-50 130 ACA EUX9 LUC","1","0140","L","98460464","Rotor can cpl. D28x41.4 W DEBLOCKING",1,"PC","No",""]
[98711808,"UPM3 HYBRID 15-50 130 ACA EUX9 LUC","1","0150","L","97704972","Gasket D82xD70.2x4",1,"PC","No",""]
[98711808,"UPM3 HYBRID 15-50 130 ACA EUX9 LUC","1","0220","L","98419135","#axe+roue cpl. UPM3 RS4",1,"PC","Yes","x"]
[98711808,"UPM3 HYBRID 15-50 130 ACA EUX9 LUC","1","0230","L","98152261","Hex cap screw M5x16 raw w. Eco-lubric",4,"PC","No",""]
[98711808,"UPM3 HYBRID 15-50 130 ACA EUX9 LUC","1","0240","L","98419166","Pump housing DN15-130 1\" CED",1,"PC","No",""]
[98711808,"UPM3 HYBRID 15-50 130 ACA EUX9 LUC","1","0260","L","98477859","Ctrl UPM3 PWM Hybrid Super Seal not conf",1,"PC","Yes",""]
[98711808,"UPM3 HYBRID 15-50 130 ACA EUX9 LUC","1","0290","L","98441191","Front Foil, Hybrid",1,"PC","No",""]
[98711808,"UPM3 HYBRID 15-50 130 ACA EUX9 LUC","1","0670","L","98460260","Cable cpl,. Power UPM3 1000mm",1,"PC","No",""]
[98711808,"UPM3 HYBRID 15-50 130 ACA EUX9 LUC","1","0680","L","98460256","Cable cpl. Signal UPM3 1000mm",1,"PC","No",""]
[98711808,"UPM3 HYBRID 15-50 130 ACA EUX9 LUC","1","0720","L","98692923","#Packaging cpl. half euro pallet 96 pcs.",0.02,"PC","Yes","x","emballage"]
[98712647,"UPM3 AUTO L 15-70 130 ZZA EUX9 BRV","1","0105","L","98473428","Stator w/housing shot blasted",1,"PC","Yes",""]
[98712647,"UPM3 AUTO L 15-70 130 ZZA EUX9 BRV","1","0135","L","98288541","O-ring D15x2",1,"PC","No",""]
[98712647,"UPM3 AUTO L 15-70 130 ZZA EUX9 BRV","1","0140","L","98460464","Rotor can cpl. D28x41.4 W DEBLOCKING",1,"PC","No",""]
[98712647,"UPM3 AUTO L 15-70 130 ZZA EUX9 BRV","1","0150","L","97704972","Gasket D82xD70.2x4",1,"PC","No",""]
[98712647,"UPM3 AUTO L 15-70 130 ZZA EUX9 BRV","1","0220","L","98419135","#axe+roue cpl. UPM3 RS4",1,"PC","Yes","x"]
[98712647,"UPM3 AUTO L 15-70 130 ZZA EUX9 BRV","1","0230","L","98152261","Hex cap screw M5x16 raw w. Eco-lubric",4,"PC","No",""]
[98712647,"UPM3 AUTO L 15-70 130 ZZA EUX9 BRV","1","0240","L","98419166","Pump housing DN15-130 1\" CED",1,"PC","No",""]
[98712647,"UPM3 AUTO L 15-70 130 ZZA EUX9 BRV","1","0260","L","98477859","Ctrl UPM3 PWM Hybrid Super Seal not conf",1,"PC","Yes",""]
[98712647,"UPM3 AUTO L 15-70 130 ZZA EUX9 BRV","1","0290","L","98441191","Front Foil, Hybrid",1,"PC","No",""]
[98712647,"UPM3 AUTO L 15-70 130 ZZA EUX9 BRV","1","0430","L","98651611","Quick guide UPM3 AUTO L",1,"PC","No",""]
[98712647,"UPM3 AUTO L 15-70 130 ZZA EUX9 BRV","1","0670","L","98616051","Cable cpl. Power UPM3 2000mm",1,"PC","No",""]
[98712647,"UPM3 AUTO L 15-70 130 ZZA EUX9 BRV","1","0720","L","98696458","#Packaging cpl. euro pallet 175 pcs.",6.0000000000000001E-3,"ZPC","Yes","x","emballage"]
[98722419,"UPM3 AUTO 15-70 130 ZZA EUX6 DNF","1","0105","L","98473428","Stator w/housing shot blasted",1,"PC","Yes",""]
[98722419,"UPM3 AUTO 15-70 130 ZZA EUX6 DNF","1","0135","L","98288541","O-ring D15x2",1,"PC","No",""]
[98722419,"UPM3 AUTO 15-70 130 ZZA EUX6 DNF","1","0140","L","98460464","Rotor can cpl. D28x41.4 W DEBLOCKING",1,"PC","No",""]
[98722419,"UPM3 AUTO 15-70 130 ZZA EUX6 DNF","1","0150","L","97704972","Gasket D82xD70.2x4",1,"PC","No",""]
[98722419,"UPM3 AUTO 15-70 130 ZZA EUX6 DNF","1","0220","L","98419135","#axe+roue cpl. UPM3 RS4",1,"PC","Yes","x"]
[98722419,"UPM3 AUTO 15-70 130 ZZA EUX6 DNF","1","0230","L","98152261","Hex cap screw M5x16 raw w. Eco-lubric",4,"PC","No",""]
[98722419,"UPM3 AUTO 15-70 130 ZZA EUX6 DNF","1","0240","L","98419166","Pump housing DN15-130 1\" CED",1,"PC","No",""]
[98722419,"UPM3 AUTO 15-70 130 ZZA EUX6 DNF","1","0260","L","98477859","Ctrl UPM3 PWM Hybrid Super Seal not conf",1,"PC","Yes",""]
[98722419,"UPM3 AUTO 15-70 130 ZZA EUX6 DNF","1","0290","L","98441191","Front Foil, Hybrid",1,"PC","No",""]
[98722419,"UPM3 AUTO 15-70 130 ZZA EUX6 DNF","1","0300","L","98451691","Blind plug f/Mini Superseal",1,"PC","No",""]
[98722419,"UPM3 AUTO 15-70 130 ZZA EUX6 DNF","1","0430","L","98651459","Quick guide UPM3 AUTO",1,"PC","No",""]
[98722419,"UPM3 AUTO 15-70 130 ZZA EUX6 DNF","1","0515","L","591406","#OEM label blank  90x140",1,"PC","Yes","x"]
[98722419,"UPM3 AUTO 15-70 130 ZZA EUX6 DNF","1","0720","L","98696458","#Packaging cpl. euro pallet 175 pcs.",6.0000000000000001E-3,"ZPC","Yes","x","emballage"]
[98722507,"UPM3 AUTO 15-70 130 ZZA EUX9 DNF","1","0105","L","98473428","Stator w/housing shot blasted",1,"PC","Yes",""]
[98722507,"UPM3 AUTO 15-70 130 ZZA EUX9 DNF","1","0135","L","98288541","O-ring D15x2",1,"PC","No",""]
[98722507,"UPM3 AUTO 15-70 130 ZZA EUX9 DNF","1","0140","L","98460464","Rotor can cpl. D28x41.4 W DEBLOCKING",1,"PC","No",""]
[98722507,"UPM3 AUTO 15-70 130 ZZA EUX9 DNF","1","0150","L","97704972","Gasket D82xD70.2x4",1,"PC","No",""]
[98722507,"UPM3 AUTO 15-70 130 ZZA EUX9 DNF","1","0220","L","98419135","#axe+roue cpl. UPM3 RS4",1,"PC","Yes","x"]
[98722507,"UPM3 AUTO 15-70 130 ZZA EUX9 DNF","1","0230","L","98152261","Hex cap screw M5x16 raw w. Eco-lubric",4,"PC","No",""]
[98722507,"UPM3 AUTO 15-70 130 ZZA EUX9 DNF","1","0240","L","98419166","Pump housing DN15-130 1\" CED",1,"PC","No",""]
[98722507,"UPM3 AUTO 15-70 130 ZZA EUX9 DNF","1","0260","L","98477859","Ctrl UPM3 PWM Hybrid Super Seal not conf",1,"PC","Yes",""]
[98722507,"UPM3 AUTO 15-70 130 ZZA EUX9 DNF","1","0290","L","98441191","Front Foil, Hybrid",1,"PC","No",""]
[98722507,"UPM3 AUTO 15-70 130 ZZA EUX9 DNF","1","0300","L","98451691","Blind plug f/Mini Superseal",1,"PC","No",""]
[98722507,"UPM3 AUTO 15-70 130 ZZA EUX9 DNF","1","0430","L","98651459","Quick guide UPM3 AUTO",1,"PC","No",""]
[98722507,"UPM3 AUTO 15-70 130 ZZA EUX9 DNF","1","0515","L","591406","#OEM label blank  90x140",1,"PC","Yes","x"]
[98722507,"UPM3 AUTO 15-70 130 ZZA EUX9 DNF","1","0720","L","98696458","#Packaging cpl. euro pallet 175 pcs.",6.0000000000000001E-3,"ZPC","Yes","x","emballage"]
[98723821,"UPM3 AUTO L 15-70 130 ZZA EUX6 KVM","1","0105","L","98473428","Stator w/housing shot blasted",1,"PC","Yes",""]
[98723821,"UPM3 AUTO L 15-70 130 ZZA EUX6 KVM","1","0135","L","98288541","O-ring D15x2",1,"PC","No",""]
[98723821,"UPM3 AUTO L 15-70 130 ZZA EUX6 KVM","1","0140","L","98460464","Rotor can cpl. D28x41.4 W DEBLOCKING",1,"PC","No",""]
[98723821,"UPM3 AUTO L 15-70 130 ZZA EUX6 KVM","1","0150","L","97704972","Gasket D82xD70.2x4",1,"PC","No",""]
[98723821,"UPM3 AUTO L 15-70 130 ZZA EUX6 KVM","1","0220","L","98419135","#axe+roue cpl. UPM3 RS4",1,"PC","Yes","x"]
[98723821,"UPM3 AUTO L 15-70 130 ZZA EUX6 KVM","1","0230","L","98152261","Hex cap screw M5x16 raw w. Eco-lubric",4,"PC","No",""]
[98723821,"UPM3 AUTO L 15-70 130 ZZA EUX6 KVM","1","0240","L","98419166","Pump housing DN15-130 1\" CED",1,"PC","No",""]
[98723821,"UPM3 AUTO L 15-70 130 ZZA EUX6 KVM","1","0260","L","98477859","Ctrl UPM3 PWM Hybrid Super Seal not conf",1,"PC","Yes",""]
[98723821,"UPM3 AUTO L 15-70 130 ZZA EUX6 KVM","1","0290","L","98441191","Front Foil, Hybrid",1,"PC","No",""]
[98723821,"UPM3 AUTO L 15-70 130 ZZA EUX6 KVM","1","0300","L","98451691","Blind plug f/Mini Superseal",1,"PC","No",""]
[98723821,"UPM3 AUTO L 15-70 130 ZZA EUX6 KVM","1","0489","L","591406","#OEM label blank  90x140",1,"PC","Yes","x"]
[98723821,"UPM3 AUTO L 15-70 130 ZZA EUX6 KVM","1","0670","L","98616020","Cable cpl. Power UPM3 1000mm",1,"PC","No",""]
[98723821,"UPM3 AUTO L 15-70 130 ZZA EUX6 KVM","1","0720","L","98696458","#Packaging cpl. euro pallet 175 pcs.",6.0000000000000001E-3,"ZPC","Yes","x","emballage"]
[98743659,"UPM3 AUTO L 15-70 130 ZZ EUX9 DNF","1","0105","L","98473428","Stator w/housing shot blasted",1,"PC","Yes",""]
[98743659,"UPM3 AUTO L 15-70 130 ZZ EUX9 DNF","1","0135","L","98288541","O-ring D15x2",1,"PC","No",""]
[98743659,"UPM3 AUTO L 15-70 130 ZZ EUX9 DNF","1","0140","L","98460464","Rotor can cpl. D28x41.4 W DEBLOCKING",1,"PC","No",""]
[98743659,"UPM3 AUTO L 15-70 130 ZZ EUX9 DNF","1","0150","L","97704972","Gasket D82xD70.2x4",1,"PC","No",""]
[98743659,"UPM3 AUTO L 15-70 130 ZZ EUX9 DNF","1","0220","L","98419135","#axe+roue cpl. UPM3 RS4",1,"PC","Yes","x"]
[98743659,"UPM3 AUTO L 15-70 130 ZZ EUX9 DNF","1","0230","L","98152261","Hex cap screw M5x16 raw w. Eco-lubric",4,"PC","No",""]
[98743659,"UPM3 AUTO L 15-70 130 ZZ EUX9 DNF","1","0240","L","98419166","Pump housing DN15-130 1\" CED",1,"PC","No",""]
[98743659,"UPM3 AUTO L 15-70 130 ZZ EUX9 DNF","1","0260","L","98477859","Ctrl UPM3 PWM Hybrid Super Seal not conf",1,"PC","Yes",""]
[98743659,"UPM3 AUTO L 15-70 130 ZZ EUX9 DNF","1","0290","L","98441191","Front Foil, Hybrid",1,"PC","No",""]
[98743659,"UPM3 AUTO L 15-70 130 ZZ EUX9 DNF","1","0300","L","98451691","Blind plug f/Mini Superseal",1,"PC","No",""]
[98743659,"UPM3 AUTO L 15-70 130 ZZ EUX9 DNF","1","0430","L","98651611","Quick guide UPM3 AUTO L",1,"PC","No",""]
[98743659,"UPM3 AUTO L 15-70 130 ZZ EUX9 DNF","1","0720","L","98696458","#Packaging cpl. euro pallet 175 pcs.",6.0000000000000001E-3,"ZPC","Yes","x","emballage"]
[98743992,"UPM3 AUTO L 15-70 130 ZZ EUX6 DNF","1","0105","L","98473428","Stator w/housing shot blasted",1,"PC","Yes",""]
[98743992,"UPM3 AUTO L 15-70 130 ZZ EUX6 DNF","1","0135","L","98288541","O-ring D15x2",1,"PC","No",""]
[98743992,"UPM3 AUTO L 15-70 130 ZZ EUX6 DNF","1","0140","L","98460464","Rotor can cpl. D28x41.4 W DEBLOCKING",1,"PC","No",""]
[98743992,"UPM3 AUTO L 15-70 130 ZZ EUX6 DNF","1","0150","L","97704972","Gasket D82xD70.2x4",1,"PC","No",""]
[98743992,"UPM3 AUTO L 15-70 130 ZZ EUX6 DNF","1","0220","L","98419135","#axe+roue cpl. UPM3 RS4",1,"PC","Yes","x"]
[98743992,"UPM3 AUTO L 15-70 130 ZZ EUX6 DNF","1","0230","L","98152261","Hex cap screw M5x16 raw w. Eco-lubric",4,"PC","No",""]
[98743992,"UPM3 AUTO L 15-70 130 ZZ EUX6 DNF","1","0240","L","98419166","Pump housing DN15-130 1\" CED",1,"PC","No",""]
[98743992,"UPM3 AUTO L 15-70 130 ZZ EUX6 DNF","1","0260","L","98477859","Ctrl UPM3 PWM Hybrid Super Seal not conf",1,"PC","Yes",""]
[98743992,"UPM3 AUTO L 15-70 130 ZZ EUX6 DNF","1","0290","L","98441191","Front Foil, Hybrid",1,"PC","No",""]
[98743992,"UPM3 AUTO L 15-70 130 ZZ EUX6 DNF","1","0300","L","98451691","Blind plug f/Mini Superseal",1,"PC","No",""]
[98743992,"UPM3 AUTO L 15-70 130 ZZ EUX6 DNF","1","0430","L","98651611","Quick guide UPM3 AUTO L",1,"PC","No",""]
[98743992,"UPM3 AUTO L 15-70 130 ZZ EUX6 DNF","1","0720","L","98696458","#Packaging cpl. euro pallet 175 pcs.",6.0000000000000001E-3,"ZPC","Yes","x","emballage"]
[98747687,"UPM3 FLEX AS 25-70 130 AZJ EUX3 KLO","1","0105","L","98473428","Stator w/housing shot blasted",1,"PC","Yes",""]
[98747687,"UPM3 FLEX AS 25-70 130 AZJ EUX3 KLO","1","0135","L","98288541","O-ring D15x2",1,"PC","No",""]
[98747687,"UPM3 FLEX AS 25-70 130 AZJ EUX3 KLO","1","0140","L","98460464","Rotor can cpl. D28x41.4 W DEBLOCKING",1,"PC","No",""]
[98747687,"UPM3 FLEX AS 25-70 130 AZJ EUX3 KLO","1","0150","L","97704972","Gasket D82xD70.2x4",1,"PC","No",""]
[98747687,"UPM3 FLEX AS 25-70 130 AZJ EUX3 KLO","1","0220","L","98419135","#axe+roue cpl. UPM3 RS4",1,"PC","Yes","x"]
[98747687,"UPM3 FLEX AS 25-70 130 AZJ EUX3 KLO","1","0230","L","98152261","Hex cap screw M5x16 raw w. Eco-lubric",4,"PC","No",""]
[98747687,"UPM3 FLEX AS 25-70 130 AZJ EUX3 KLO","1","0240","L","98446965","Pump housing DN25-130 1 1/2\" CED",1,"PC","No",""]
[98747687,"UPM3 FLEX AS 25-70 130 AZJ EUX3 KLO","1","0260","L","98477859","Ctrl UPM3 PWM Hybrid Super Seal not conf",1,"PC","Yes",""]
[98747687,"UPM3 FLEX AS 25-70 130 AZJ EUX3 KLO","1","0290","L","98441191","Front Foil, Hybrid",1,"PC","No",""]
[98747687,"UPM3 FLEX AS 25-70 130 AZJ EUX3 KLO","1","0670","L","98460260","Cable cpl,. Power UPM3 1000mm",1,"PC","No",""]
[98747687,"UPM3 FLEX AS 25-70 130 AZJ EUX3 KLO","1","0680","L","98460256","Cable cpl. Signal UPM3 1000mm",1,"PC","No",""]
[98747687,"UPM3 FLEX AS 25-70 130 AZJ EUX3 KLO","1","0720","L","98692923","#Packaging cpl. half euro pallet 96 pcs.",0.02,"PC","Yes","x","emballage"]
[98760909,"UPM3 AUTO 15-70 130 ZZZ EUX9 YBM","1","0105","L","98473428","Stator w/housing shot blasted",1,"PC","Yes",""]
[98760909,"UPM3 AUTO 15-70 130 ZZZ EUX9 YBM","1","0135","L","98288541","O-ring D15x2",1,"PC","No",""]
[98760909,"UPM3 AUTO 15-70 130 ZZZ EUX9 YBM","1","0140","L","98460464","Rotor can cpl. D28x41.4 W DEBLOCKING",1,"PC","No",""]
[98760909,"UPM3 AUTO 15-70 130 ZZZ EUX9 YBM","1","0150","L","97704972","Gasket D82xD70.2x4",1,"PC","No",""]
[98760909,"UPM3 AUTO 15-70 130 ZZZ EUX9 YBM","1","0220","L","98419135","#axe+roue cpl. UPM3 RS4",1,"PC","Yes","x"]
[98760909,"UPM3 AUTO 15-70 130 ZZZ EUX9 YBM","1","0230","L","98152261","Hex cap screw M5x16 raw w. Eco-lubric",4,"PC","No",""]
[98760909,"UPM3 AUTO 15-70 130 ZZZ EUX9 YBM","1","0240","L","98419166","Pump housing DN15-130 1\" CED",1,"PC","No",""]
[98760909,"UPM3 AUTO 15-70 130 ZZZ EUX9 YBM","1","0260","L","98477859","Ctrl UPM3 PWM Hybrid Super Seal not conf",1,"PC","Yes",""]
[98760909,"UPM3 AUTO 15-70 130 ZZZ EUX9 YBM","1","0290","L","98441191","Front Foil, Hybrid",1,"PC","No",""]
[98760909,"UPM3 AUTO 15-70 130 ZZZ EUX9 YBM","1","0515","L","591406","#OEM label blank  90x140",0.01,"ZPC","Yes","x"]
[98760909,"UPM3 AUTO 15-70 130 ZZZ EUX9 YBM","1","0670","L","98460258","Cable cpl. Power UPM3 1000mm",1,"PC","No",""]
[98760909,"UPM3 AUTO 15-70 130 ZZZ EUX9 YBM","1","0720","L","98692923","#Packaging cpl. half euro pallet 96 pcs.",0.02,"PC","Yes","x","emballage"]
[98764136,"UPM3 AUTO L 25-70 180 ZZZ EUX6 MBP","1","0105","L","98473428","Stator w/housing shot blasted",1,"PC","Yes",""]
[98764136,"UPM3 AUTO L 25-70 180 ZZZ EUX6 MBP","1","0135","L","98288541","O-ring D15x2",1,"PC","No",""]
[98764136,"UPM3 AUTO L 25-70 180 ZZZ EUX6 MBP","1","0140","L","98460464","Rotor can cpl. D28x41.4 W DEBLOCKING",1,"PC","No",""]
[98764136,"UPM3 AUTO L 25-70 180 ZZZ EUX6 MBP","1","0150","L","97704972","Gasket D82xD70.2x4",1,"PC","No",""]
[98764136,"UPM3 AUTO L 25-70 180 ZZZ EUX6 MBP","1","0220","L","98419135","#axe+roue cpl. UPM3 RS4",1,"PC","Yes","x"]
[98764136,"UPM3 AUTO L 25-70 180 ZZZ EUX6 MBP","1","0230","L","98152261","Hex cap screw M5x16 raw w. Eco-lubric",4,"PC","No",""]
[98764136,"UPM3 AUTO L 25-70 180 ZZZ EUX6 MBP","1","0240","L","98446967","Pump housing DN25-180 1 1/2\" CED UPM3",1,"PC","No",""]
[98764136,"UPM3 AUTO L 25-70 180 ZZZ EUX6 MBP","1","0260","L","98477859","Ctrl UPM3 PWM Hybrid Super Seal not conf",1,"PC","Yes",""]
[98764136,"UPM3 AUTO L 25-70 180 ZZZ EUX6 MBP","1","0290","L","98441191","Front Foil, Hybrid",1,"PC","No",""]
[98764136,"UPM3 AUTO L 25-70 180 ZZZ EUX6 MBP","1","0670","L","98616051","Cable cpl. Power UPM3 2000mm",1,"PC","No",""]
[98764136,"UPM3 AUTO L 25-70 180 ZZZ EUX6 MBP","1","0720","L","98692910","#Packaging cpl. half euro pallet 96 pcs.",0.02,"PC","Yes","x","emballage"]
[98764167,"UPM3 FLEX AS 25-70 130 AZJ EUX9 NAT","1","0105","L","98473428","Stator w/housing shot blasted",1,"PC","Yes",""]
[98764167,"UPM3 FLEX AS 25-70 130 AZJ EUX9 NAT","1","0135","L","98288541","O-ring D15x2",1,"PC","No",""]
[98764167,"UPM3 FLEX AS 25-70 130 AZJ EUX9 NAT","1","0140","L","98460464","Rotor can cpl. D28x41.4 W DEBLOCKING",1,"PC","No",""]
[98764167,"UPM3 FLEX AS 25-70 130 AZJ EUX9 NAT","1","0150","L","97704972","Gasket D82xD70.2x4",1,"PC","No",""]
[98764167,"UPM3 FLEX AS 25-70 130 AZJ EUX9 NAT","1","0220","L","98419135","#axe+roue cpl. UPM3 RS4",1,"PC","Yes","x"]
[98764167,"UPM3 FLEX AS 25-70 130 AZJ EUX9 NAT","1","0230","L","98152261","Hex cap screw M5x16 raw w. Eco-lubric",4,"PC","No",""]
[98764167,"UPM3 FLEX AS 25-70 130 AZJ EUX9 NAT","1","0240","L","98446965","Pump housing DN25-130 1 1/2\" CED",1,"PC","No",""]
[98764167,"UPM3 FLEX AS 25-70 130 AZJ EUX9 NAT","1","0260","L","98477859","Ctrl UPM3 PWM Hybrid Super Seal not conf",1,"PC","Yes",""]
[98764167,"UPM3 FLEX AS 25-70 130 AZJ EUX9 NAT","1","0290","L","98441191","Front Foil, Hybrid",1,"PC","No",""]
[98764167,"UPM3 FLEX AS 25-70 130 AZJ EUX9 NAT","1","0670","L","98616051","Cable cpl. Power UPM3 2000mm",1,"PC","No",""]
[98764167,"UPM3 FLEX AS 25-70 130 AZJ EUX9 NAT","1","0680","L","98347385","Cable cpl. Signal UPM3 2000mm",1,"PC","No",""]
[98764167,"UPM3 FLEX AS 25-70 130 AZJ EUX9 NAT","1","0720","L","98692923","#Packaging cpl. half euro pallet 96 pcs.",0.02,"PC","Yes","x","emballage"]
[98769676,"UPM3 FLEX AS 25-70 130 AZJ EUX6 BAC","1","0105","L","98473428","Stator w/housing shot blasted",1,"PC","Yes",""]
[98769676,"UPM3 FLEX AS 25-70 130 AZJ EUX6 BAC","1","0135","L","98288541","O-ring D15x2",1,"PC","No",""]
[98769676,"UPM3 FLEX AS 25-70 130 AZJ EUX6 BAC","1","0140","L","98460464","Rotor can cpl. D28x41.4 W DEBLOCKING",1,"PC","No",""]
[98769676,"UPM3 FLEX AS 25-70 130 AZJ EUX6 BAC","1","0150","L","97704972","Gasket D82xD70.2x4",1,"PC","No",""]
[98769676,"UPM3 FLEX AS 25-70 130 AZJ EUX6 BAC","1","0220","L","98419135","#axe+roue cpl. UPM3 RS4",1,"PC","Yes","x"]
[98769676,"UPM3 FLEX AS 25-70 130 AZJ EUX6 BAC","1","0230","L","98152261","Hex cap screw M5x16 raw w. Eco-lubric",4,"PC","No",""]
[98769676,"UPM3 FLEX AS 25-70 130 AZJ EUX6 BAC","1","0240","L","98446965","Pump housing DN25-130 1 1/2\" CED",1,"PC","No",""]
[98769676,"UPM3 FLEX AS 25-70 130 AZJ EUX6 BAC","1","0260","L","98477859","Ctrl UPM3 PWM Hybrid Super Seal not conf",1,"PC","Yes",""]
[98769676,"UPM3 FLEX AS 25-70 130 AZJ EUX6 BAC","1","0290","L","98441191","Front Foil, Hybrid",1,"PC","No",""]
[98769676,"UPM3 FLEX AS 25-70 130 AZJ EUX6 BAC","1","0430","L","98603960","Quick guide UPM3 FLEX AS",1,"PC","No",""]
[98769676,"UPM3 FLEX AS 25-70 130 AZJ EUX6 BAC","1","0670","L","98460259","Cable cpl. Power UPM3 4000mm",1,"PC","No",""]
[98769676,"UPM3 FLEX AS 25-70 130 AZJ EUX6 BAC","1","0720","L","98692923","#Packaging cpl. half euro pallet 96 pcs.",0.02,"PC","Yes","x","emballage"]
[98770339,"UPM3 HYBRID 15-70 130 ACA EUX9 ECT","1","0105","L","98473428","Stator w/housing shot blasted",1,"PC","Yes",""]
[98770339,"UPM3 HYBRID 15-70 130 ACA EUX9 ECT","1","0135","L","98288541","O-ring D15x2",1,"PC","No",""]
[98770339,"UPM3 HYBRID 15-70 130 ACA EUX9 ECT","1","0140","L","98460464","Rotor can cpl. D28x41.4 W DEBLOCKING",1,"PC","No",""]
[98770339,"UPM3 HYBRID 15-70 130 ACA EUX9 ECT","1","0150","L","97704972","Gasket D82xD70.2x4",1,"PC","No",""]
[98770339,"UPM3 HYBRID 15-70 130 ACA EUX9 ECT","1","0220","L","98419135","#axe+roue cpl. UPM3 RS4",1,"PC","Yes","x"]
[98770339,"UPM3 HYBRID 15-70 130 ACA EUX9 ECT","1","0230","L","98152261","Hex cap screw M5x16 raw w. Eco-lubric",4,"PC","No",""]
[98770339,"UPM3 HYBRID 15-70 130 ACA EUX9 ECT","1","0240","L","98419166","Pump housing DN15-130 1\" CED",1,"PC","No",""]
[98770339,"UPM3 HYBRID 15-70 130 ACA EUX9 ECT","1","0260","L","98477859","Ctrl UPM3 PWM Hybrid Super Seal not conf",1,"PC","Yes",""]
[98770339,"UPM3 HYBRID 15-70 130 ACA EUX9 ECT","1","0290","L","98441191","Front Foil, Hybrid",1,"PC","No",""]
[98770339,"UPM3 HYBRID 15-70 130 ACA EUX9 ECT","1","0670","L","98460260","Cable cpl,. Power UPM3 1000mm",1,"PC","No",""]
[98770339,"UPM3 HYBRID 15-70 130 ACA EUX9 ECT","1","0720","L","98692923","#Packaging cpl. half euro pallet 96 pcs.",0.02,"PC","Yes","x","emballage"]
[98771014,"UPM3 AUTO 15-70 130 ZZZ EUX9 DAF","1","0105","L","98473428","Stator w/housing shot blasted",1,"PC","Yes",""]
[98771014,"UPM3 AUTO 15-70 130 ZZZ EUX9 DAF","1","0135","L","98288541","O-ring D15x2",1,"PC","No",""]
[98771014,"UPM3 AUTO 15-70 130 ZZZ EUX9 DAF","1","0140","L","98460464","Rotor can cpl. D28x41.4 W DEBLOCKING",1,"PC","No",""]
[98771014,"UPM3 AUTO 15-70 130 ZZZ EUX9 DAF","1","0150","L","97704972","Gasket D82xD70.2x4",1,"PC","No",""]
[98771014,"UPM3 AUTO 15-70 130 ZZZ EUX9 DAF","1","0220","L","98419135","#axe+roue cpl. UPM3 RS4",1,"PC","Yes","x"]
[98771014,"UPM3 AUTO 15-70 130 ZZZ EUX9 DAF","1","0230","L","98152261","Hex cap screw M5x16 raw w. Eco-lubric",4,"PC","No",""]
[98771014,"UPM3 AUTO 15-70 130 ZZZ EUX9 DAF","1","0240","L","98419166","Pump housing DN15-130 1\" CED",1,"PC","No",""]
[98771014,"UPM3 AUTO 15-70 130 ZZZ EUX9 DAF","1","0260","L","98477859","Ctrl UPM3 PWM Hybrid Super Seal not conf",1,"PC","Yes",""]
[98771014,"UPM3 AUTO 15-70 130 ZZZ EUX9 DAF","1","0290","L","98441191","Front Foil, Hybrid",1,"PC","No",""]
[98771014,"UPM3 AUTO 15-70 130 ZZZ EUX9 DAF","1","0670","L","98460258","Cable cpl. Power UPM3 1000mm",1,"PC","No",""]
[98771014,"UPM3 AUTO 15-70 130 ZZZ EUX9 DAF","1","0720","L","98692923","#Packaging cpl. half euro pallet 96 pcs.",0.02,"PC","Yes","x","emballage"]
[98776991,"UPM3 AUTO L 15-70 130 ZZZ EUX0 AMA","1","0105","L","98473428","Stator w/housing shot blasted",1,"PC","Yes",""]
[98776991,"UPM3 AUTO L 15-70 130 ZZZ EUX0 AMA","1","0135","L","98288541","O-ring D15x2",1,"PC","No",""]
[98776991,"UPM3 AUTO L 15-70 130 ZZZ EUX0 AMA","1","0140","L","98460464","Rotor can cpl. D28x41.4 W DEBLOCKING",1,"PC","No",""]
[98776991,"UPM3 AUTO L 15-70 130 ZZZ EUX0 AMA","1","0150","L","97704972","Gasket D82xD70.2x4",1,"PC","No",""]
[98776991,"UPM3 AUTO L 15-70 130 ZZZ EUX0 AMA","1","0220","L","98419135","#axe+roue cpl. UPM3 RS4",1,"PC","Yes","x"]
[98776991,"UPM3 AUTO L 15-70 130 ZZZ EUX0 AMA","1","0230","L","98152261","Hex cap screw M5x16 raw w. Eco-lubric",4,"PC","No",""]
[98776991,"UPM3 AUTO L 15-70 130 ZZZ EUX0 AMA","1","0240","L","98419166","Pump housing DN15-130 1\" CED",1,"PC","No",""]
[98776991,"UPM3 AUTO L 15-70 130 ZZZ EUX0 AMA","1","0260","L","98477859","Ctrl UPM3 PWM Hybrid Super Seal not conf",1,"PC","Yes",""]
[98776991,"UPM3 AUTO L 15-70 130 ZZZ EUX0 AMA","1","0290","L","98441191","Front Foil, Hybrid",1,"PC","No",""]
[98776991,"UPM3 AUTO L 15-70 130 ZZZ EUX0 AMA","1","0670","L","98460260","Cable cpl,. Power UPM3 1000mm",1,"PC","No",""]
[98776991,"UPM3 AUTO L 15-70 130 ZZZ EUX0 AMA","1","0720","L","98692923","#Packaging cpl. half euro pallet 96 pcs.",0.02,"PC","Yes","x","emballage"]
[98786495,"UPM3 25-40 180 AZA EUY9 ALH","1","0105","L","98473428","Stator w/housing shot blasted",1,"PC","Yes",""]
[98786495,"UPM3 25-40 180 AZA EUY9 ALH","1","0135","L","98288541","O-ring D15x2",1,"PC","No",""]
[98786495,"UPM3 25-40 180 AZA EUY9 ALH","1","0140","L","98460464","Rotor can cpl. D28x41.4 W DEBLOCKING",1,"PC","No",""]
[98786495,"UPM3 25-40 180 AZA EUY9 ALH","1","0150","L","97704972","Gasket D82xD70.2x4",1,"PC","No",""]
[98786495,"UPM3 25-40 180 AZA EUY9 ALH","1","0220","L","98419135","#axe+roue cpl. UPM3 RS4",1,"PC","Yes","x"]
[98786495,"UPM3 25-40 180 AZA EUY9 ALH","1","0230","L","98152261","Hex cap screw M5x16 raw w. Eco-lubric",4,"PC","No",""]
[98786495,"UPM3 25-40 180 AZA EUY9 ALH","1","0240","L","98446967","Pump housing DN25-180 1 1/2\" CED UPM3",1,"PC","No",""]
[98786495,"UPM3 25-40 180 AZA EUY9 ALH","1","0260","L","98478042","Ctrl UPM3 PWM FCI not config",1,"PC","Yes",""]
[98786495,"UPM3 25-40 180 AZA EUY9 ALH","1","0290","L","98354083","Front Foil, PWM",1,"PC","No",""]
[98786495,"UPM3 25-40 180 AZA EUY9 ALH","1","0305","L","98451798","Lock for FCI Connection",1,"PC","No",""]
[98786495,"UPM3 25-40 180 AZA EUY9 ALH","1","0670","L","98460259","Cable cpl. Power UPM3 4000mm",1,"PC","No",""]
[98786495,"UPM3 25-40 180 AZA EUY9 ALH","1","0720","L","98692910","#Packaging cpl. half euro pallet 96 pcs.",0.02,"PC","Yes","x","emballage"]
[98794416,"UPM3 25-75 180 AZA EUX9 GEJ","1","0105","L","98473428","Stator w/housing shot blasted",1,"PC","Yes",""]
[98794416,"UPM3 25-75 180 AZA EUX9 GEJ","1","0135","L","98288541","O-ring D15x2",1,"PC","No",""]
[98794416,"UPM3 25-75 180 AZA EUX9 GEJ","1","0140","L","98460464","Rotor can cpl. D28x41.4 W DEBLOCKING",1,"PC","No",""]
[98794416,"UPM3 25-75 180 AZA EUX9 GEJ","1","0150","L","97704972","Gasket D82xD70.2x4",1,"PC","No",""]
[98794416,"UPM3 25-75 180 AZA EUX9 GEJ","1","0220","L","98419135","#axe+roue cpl. UPM3 RS4",1,"PC","Yes","x"]
[98794416,"UPM3 25-75 180 AZA EUX9 GEJ","1","0230","L","98152261","Hex cap screw M5x16 raw w. Eco-lubric",4,"PC","No",""]
[98794416,"UPM3 25-75 180 AZA EUX9 GEJ","1","0240","L","98446967","Pump housing DN25-180 1 1/2\" CED UPM3",1,"PC","No",""]
[98794416,"UPM3 25-75 180 AZA EUX9 GEJ","1","0260","L","98288597","Ctrl UPM3 PWM Super Seal not config",1,"PC","No",""]
[98794416,"UPM3 25-75 180 AZA EUX9 GEJ","1","0290","L","98354083","Front Foil, PWM",1,"PC","No",""]
[98794416,"UPM3 25-75 180 AZA EUX9 GEJ","1","0440","L","98834695","Kit Gasket 520046 qty=96",2.1999999999999999E-2,"ZPC","Yes",""]
[98794416,"UPM3 25-75 180 AZA EUX9 GEJ","1","0670","L","98460260","Cable cpl,. Power UPM3 1000mm",1,"PC","No",""]
[98794416,"UPM3 25-75 180 AZA EUX9 GEJ","1","0680","L","98460256","Cable cpl. Signal UPM3 1000mm",1,"PC","No",""]
[98794416,"UPM3 25-75 180 AZA EUX9 GEJ","1","0720","L","98692910","#Packaging cpl. half euro pallet 96 pcs.",0.02,"PC","Yes","x","emballage"]
[98800963,"UPM3 HYBRID 25-70 180 ACA EUX6 PM","1","0105","L","98473428","Stator w/housing shot blasted",1,"PC","Yes",""]
[98800963,"UPM3 HYBRID 25-70 180 ACA EUX6 PM","1","0135","L","98288541","O-ring D15x2",1,"PC","No",""]
[98800963,"UPM3 HYBRID 25-70 180 ACA EUX6 PM","1","0140","L","98460464","Rotor can cpl. D28x41.4 W DEBLOCKING",1,"PC","No",""]
[98800963,"UPM3 HYBRID 25-70 180 ACA EUX6 PM","1","0150","L","97704972","Gasket D82xD70.2x4",1,"PC","No",""]
[98800963,"UPM3 HYBRID 25-70 180 ACA EUX6 PM","1","0220","L","98419135","#axe+roue cpl. UPM3 RS4",1,"PC","Yes","x"]
[98800963,"UPM3 HYBRID 25-70 180 ACA EUX6 PM","1","0230","L","98152261","Hex cap screw M5x16 raw w. Eco-lubric",4,"PC","No",""]
[98800963,"UPM3 HYBRID 25-70 180 ACA EUX6 PM","1","0240","L","98446967","Pump housing DN25-180 1 1/2\" CED UPM3",1,"PC","No",""]
[98800963,"UPM3 HYBRID 25-70 180 ACA EUX6 PM","1","0260","L","98477859","Ctrl UPM3 PWM Hybrid Super Seal not conf",1,"PC","Yes",""]
[98800963,"UPM3 HYBRID 25-70 180 ACA EUX6 PM","1","0290","L","98441191","Front Foil, Hybrid",1,"PC","No",""]
[98800963,"UPM3 HYBRID 25-70 180 ACA EUX6 PM","1","0430","L","98603930","Quick guide UPM3 HYBRID",1,"PC","No",""]
[98800963,"UPM3 HYBRID 25-70 180 ACA EUX6 PM","1","0720","L","98692910","#Packaging cpl. half euro pallet 96 pcs.",0.02,"PC","Yes","x","emballage"]
[98802325,"UPM3 FLEX AS 25-70 130 AZJ EUX9 ENS","1","0105","L","98473428","Stator w/housing shot blasted",1,"PC","Yes",""]
[98802325,"UPM3 FLEX AS 25-70 130 AZJ EUX9 ENS","1","0135","L","98288541","O-ring D15x2",1,"PC","No",""]
[98802325,"UPM3 FLEX AS 25-70 130 AZJ EUX9 ENS","1","0140","L","98460464","Rotor can cpl. D28x41.4 W DEBLOCKING",1,"PC","No",""]
[98802325,"UPM3 FLEX AS 25-70 130 AZJ EUX9 ENS","1","0150","L","97704972","Gasket D82xD70.2x4",1,"PC","No",""]
[98802325,"UPM3 FLEX AS 25-70 130 AZJ EUX9 ENS","1","0220","L","98419135","#axe+roue cpl. UPM3 RS4",1,"PC","Yes","x"]
[98802325,"UPM3 FLEX AS 25-70 130 AZJ EUX9 ENS","1","0230","L","98152261","Hex cap screw M5x16 raw w. Eco-lubric",4,"PC","No",""]
[98802325,"UPM3 FLEX AS 25-70 130 AZJ EUX9 ENS","1","0240","L","98446965","Pump housing DN25-130 1 1/2\" CED",1,"PC","No",""]
[98802325,"UPM3 FLEX AS 25-70 130 AZJ EUX9 ENS","1","0260","L","98477859","Ctrl UPM3 PWM Hybrid Super Seal not conf",1,"PC","Yes",""]
[98802325,"UPM3 FLEX AS 25-70 130 AZJ EUX9 ENS","1","0290","L","98441191","Front Foil, Hybrid",1,"PC","No",""]
[98802325,"UPM3 FLEX AS 25-70 130 AZJ EUX9 ENS","1","0300","L","98451691","Blind plug f/Mini Superseal",1,"PC","No",""]
[98802325,"UPM3 FLEX AS 25-70 130 AZJ EUX9 ENS","1","0670","L","98616020","Cable cpl. Power UPM3 1000mm",1,"PC","No",""]
[98802325,"UPM3 FLEX AS 25-70 130 AZJ EUX9 ENS","1","0720","L","98696458","#Packaging cpl. euro pallet 175 pcs.",6.0000000000000001E-3,"ZPC","Yes","x","emballage"]
[98802831,"UPM3 AUTO L 25-70 130 ZZZ EUX0 MIC","1","0105","L","98473428","Stator w/housing shot blasted",1,"PC","Yes",""]
[98802831,"UPM3 AUTO L 25-70 130 ZZZ EUX0 MIC","1","0135","L","98288541","O-ring D15x2",1,"PC","No",""]
[98802831,"UPM3 AUTO L 25-70 130 ZZZ EUX0 MIC","1","0140","L","98460464","Rotor can cpl. D28x41.4 W DEBLOCKING",1,"PC","No",""]
[98802831,"UPM3 AUTO L 25-70 130 ZZZ EUX0 MIC","1","0150","L","97704972","Gasket D82xD70.2x4",1,"PC","No",""]
[98802831,"UPM3 AUTO L 25-70 130 ZZZ EUX0 MIC","1","0220","L","98419135","#axe+roue cpl. UPM3 RS4",1,"PC","Yes","x"]
[98802831,"UPM3 AUTO L 25-70 130 ZZZ EUX0 MIC","1","0230","L","98152261","Hex cap screw M5x16 raw w. Eco-lubric",4,"PC","No",""]
[98802831,"UPM3 AUTO L 25-70 130 ZZZ EUX0 MIC","1","0240","L","98446965","Pump housing DN25-130 1 1/2\" CED",1,"PC","No",""]
[98802831,"UPM3 AUTO L 25-70 130 ZZZ EUX0 MIC","1","0260","L","98477859","Ctrl UPM3 PWM Hybrid Super Seal not conf",1,"PC","Yes",""]
[98802831,"UPM3 AUTO L 25-70 130 ZZZ EUX0 MIC","1","0290","L","98441191","Front Foil, Hybrid",1,"PC","No",""]
[98802831,"UPM3 AUTO L 25-70 130 ZZZ EUX0 MIC","1","0670","L","98373382","Cable cpl. Power UPM3 2000mm",1,"PC","No",""]
[98802831,"UPM3 AUTO L 25-70 130 ZZZ EUX0 MIC","1","0720","L","98692923","#Packaging cpl. half euro pallet 96 pcs.",0.02,"PC","Yes","x","emballage"]
[98803920,"UPM3 AUTO L 25-70 180 ZZZ EUX9 AIT","1","0105","L","98473428","Stator w/housing shot blasted",1,"PC","Yes",""]
[98803920,"UPM3 AUTO L 25-70 180 ZZZ EUX9 AIT","1","0135","L","98288541","O-ring D15x2",1,"PC","No",""]
[98803920,"UPM3 AUTO L 25-70 180 ZZZ EUX9 AIT","1","0140","L","98460464","Rotor can cpl. D28x41.4 W DEBLOCKING",1,"PC","No",""]
[98803920,"UPM3 AUTO L 25-70 180 ZZZ EUX9 AIT","1","0150","L","97704972","Gasket D82xD70.2x4",1,"PC","No",""]
[98803920,"UPM3 AUTO L 25-70 180 ZZZ EUX9 AIT","1","0220","L","98419135","#axe+roue cpl. UPM3 RS4",1,"PC","Yes","x"]
[98803920,"UPM3 AUTO L 25-70 180 ZZZ EUX9 AIT","1","0230","L","98152261","Hex cap screw M5x16 raw w. Eco-lubric",4,"PC","No",""]
[98803920,"UPM3 AUTO L 25-70 180 ZZZ EUX9 AIT","1","0240","L","98446967","Pump housing DN25-180 1 1/2\" CED UPM3",1,"PC","No",""]
[98803920,"UPM3 AUTO L 25-70 180 ZZZ EUX9 AIT","1","0260","L","98477859","Ctrl UPM3 PWM Hybrid Super Seal not conf",1,"PC","Yes",""]
[98803920,"UPM3 AUTO L 25-70 180 ZZZ EUX9 AIT","1","0290","L","98441191","Front Foil, Hybrid",1,"PC","No",""]
[98803920,"UPM3 AUTO L 25-70 180 ZZZ EUX9 AIT","1","0300","L","98451691","Blind plug f/Mini Superseal",1,"PC","No",""]
[98803920,"UPM3 AUTO L 25-70 180 ZZZ EUX9 AIT","1","0430","L","98651611","Quick guide UPM3 AUTO L",1,"PC","No",""]
[98803920,"UPM3 AUTO L 25-70 180 ZZZ EUX9 AIT","1","0720","L","98692892","#Packaging cpl. euro pallet 150 pcs.",6.0000000000000001E-3,"PC","Yes","x","emballage"]
[98804713,"UPM3 AUTO L 25-50 180 ZZZ EUX9 HEK","1","0105","L","98473428","Stator w/housing shot blasted",1,"PC","Yes",""]
[98804713,"UPM3 AUTO L 25-50 180 ZZZ EUX9 HEK","1","0135","L","98288541","O-ring D15x2",1,"PC","No",""]
[98804713,"UPM3 AUTO L 25-50 180 ZZZ EUX9 HEK","1","0140","L","98460464","Rotor can cpl. D28x41.4 W DEBLOCKING",1,"PC","No",""]
[98804713,"UPM3 AUTO L 25-50 180 ZZZ EUX9 HEK","1","0150","L","97704972","Gasket D82xD70.2x4",1,"PC","No",""]
[98804713,"UPM3 AUTO L 25-50 180 ZZZ EUX9 HEK","1","0220","L","98419135","#axe+roue cpl. UPM3 RS4",1,"PC","Yes","x"]
[98804713,"UPM3 AUTO L 25-50 180 ZZZ EUX9 HEK","1","0230","L","98152261","Hex cap screw M5x16 raw w. Eco-lubric",4,"PC","No",""]
[98804713,"UPM3 AUTO L 25-50 180 ZZZ EUX9 HEK","1","0240","L","98446967","Pump housing DN25-180 1 1/2\" CED UPM3",1,"PC","No",""]
[98804713,"UPM3 AUTO L 25-50 180 ZZZ EUX9 HEK","1","0260","L","98477859","Ctrl UPM3 PWM Hybrid Super Seal not conf",1,"PC","Yes",""]
[98804713,"UPM3 AUTO L 25-50 180 ZZZ EUX9 HEK","1","0290","L","98441191","Front Foil, Hybrid",1,"PC","No",""]
[98804713,"UPM3 AUTO L 25-50 180 ZZZ EUX9 HEK","1","0670","L","98616020","Cable cpl. Power UPM3 1000mm",1,"PC","No",""]
[98804713,"UPM3 AUTO L 25-50 180 ZZZ EUX9 HEK","1","0720","L","98692892","#Packaging cpl. euro pallet 150 pcs.",7.0000000000000001E-3,"ZPC","Yes","x","emballage"]
[98806406,"UPM3 FLEX AS 15-70 CESAO2 AZJ EUY9 RAV","1","0105","L","98473428","Stator w/housing shot blasted",1,"PC","Yes",""]
[98806406,"UPM3 FLEX AS 15-70 CESAO2 AZJ EUY9 RAV","1","0135","L","98288541","O-ring D15x2",1,"PC","No",""]
[98806406,"UPM3 FLEX AS 15-70 CESAO2 AZJ EUY9 RAV","1","0140","L","98460464","Rotor can cpl. D28x41.4 W DEBLOCKING",1,"PC","No",""]
[98806406,"UPM3 FLEX AS 15-70 CESAO2 AZJ EUY9 RAV","1","0150","L","97704972","Gasket D82xD70.2x4",1,"PC","No",""]
[98806406,"UPM3 FLEX AS 15-70 CESAO2 AZJ EUY9 RAV","1","0220","L","98419135","#axe+roue cpl. UPM3 RS4",1,"PC","Yes","x"]
[98806406,"UPM3 FLEX AS 15-70 CESAO2 AZJ EUY9 RAV","1","0230","L","98152261","Hex cap screw M5x16 raw w. Eco-lubric",4,"PC","No",""]
[98806406,"UPM3 FLEX AS 15-70 CESAO2 AZJ EUY9 RAV","1","0240","L","97992029","Pump housing cpl. CESAO2 C1 unloos UPM2",1,"PC","Yes",""]
[98806406,"UPM3 FLEX AS 15-70 CESAO2 AZJ EUY9 RAV","1","0260","L","98680749","Ctrl UPM3 PWM Hybrid FCI not config",1,"PC","No",""]
[98806406,"UPM3 FLEX AS 15-70 CESAO2 AZJ EUY9 RAV","1","0290","L","98441191","Front Foil, Hybrid",1,"PC","No",""]
[98806406,"UPM3 FLEX AS 15-70 CESAO2 AZJ EUY9 RAV","1","0305","L","98451798","Lock for FCI Connection",1,"PC","No",""]
[98806406,"UPM3 FLEX AS 15-70 CESAO2 AZJ EUY9 RAV","1","0670","L","98460260","Cable cpl,. Power UPM3 1000mm",1,"PC","No",""]
[98806406,"UPM3 FLEX AS 15-70 CESAO2 AZJ EUY9 RAV","1","0680","L","96645398","PWM signal cable w/plugin 2 way STANDARD",1,"PC","No",""]
[98806406,"UPM3 FLEX AS 15-70 CESAO2 AZJ EUY9 RAV","1","0720","L","98692923","#Packaging cpl. half euro pallet 96 pcs.",0.02,"PC","Yes","x","emballage"]
[98807313,"UPM3 SOLAR 15-75 130 CZA EUY9 DDI","1","0105","L","98634035","Stator w/housing shot bl. drain pos. 6",1,"PC","Yes",""]
[98807313,"UPM3 SOLAR 15-75 130 CZA EUY9 DDI","1","0135","L","98288541","O-ring D15x2",1,"PC","No",""]
[98807313,"UPM3 SOLAR 15-75 130 CZA EUY9 DDI","1","0140","L","98460464","Rotor can cpl. D28x41.4 W DEBLOCKING",1,"PC","No",""]
[98807313,"UPM3 SOLAR 15-75 130 CZA EUY9 DDI","1","0150","L","97704972","Gasket D82xD70.2x4",1,"PC","No",""]
[98807313,"UPM3 SOLAR 15-75 130 CZA EUY9 DDI","1","0220","L","98419135","#axe+roue cpl. UPM3 RS4",1,"PC","Yes","x"]
[98807313,"UPM3 SOLAR 15-75 130 CZA EUY9 DDI","1","0230","L","98152261","Hex cap screw M5x16 raw w. Eco-lubric",4,"PC","No",""]
[98807313,"UPM3 SOLAR 15-75 130 CZA EUY9 DDI","1","0240","L","98419166","Pump housing DN15-130 1\" CED",1,"PC","No",""]
[98807313,"UPM3 SOLAR 15-75 130 CZA EUY9 DDI","1","0260","L","98680749","Ctrl UPM3 PWM Hybrid FCI not config",1,"PC","No",""]
[98807313,"UPM3 SOLAR 15-75 130 CZA EUY9 DDI","1","0290","L","98677050","Front foil Hybrid, Solar",1,"PC","No",""]
[98807313,"UPM3 SOLAR 15-75 130 CZA EUY9 DDI","1","0305","L","98451798","Lock for FCI Connection",1,"PC","No",""]
[98807313,"UPM3 SOLAR 15-75 130 CZA EUY9 DDI","1","0670","L","98373382","Cable cpl. Power UPM3 2000mm",1,"PC","No",""]
[98807313,"UPM3 SOLAR 15-75 130 CZA EUY9 DDI","1","0680","L","97940991","Signal cable UPM2",1,"PC","No",""]
[98807313,"UPM3 SOLAR 15-75 130 CZA EUY9 DDI","1","0720","L","98696458","#Packaging cpl. euro pallet 175 pcs.",6.0000000000000001E-3,"ZPC","Yes","x","emballage"]
[98807367,"UPM3 15-70 130 AZJ EUY9 DDI","1","0105","L","98473428","Stator w/housing shot blasted",1,"PC","Yes",""]
[98807367,"UPM3 15-70 130 AZJ EUY9 DDI","1","0135","L","98288541","O-ring D15x2",1,"PC","No",""]
[98807367,"UPM3 15-70 130 AZJ EUY9 DDI","1","0140","L","98460464","Rotor can cpl. D28x41.4 W DEBLOCKING",1,"PC","No",""]
[98807367,"UPM3 15-70 130 AZJ EUY9 DDI","1","0150","L","97704972","Gasket D82xD70.2x4",1,"PC","No",""]
[98807367,"UPM3 15-70 130 AZJ EUY9 DDI","1","0220","L","98419135","#axe+roue cpl. UPM3 RS4",1,"PC","Yes","x"]
[98807367,"UPM3 15-70 130 AZJ EUY9 DDI","1","0230","L","98152261","Hex cap screw M5x16 raw w. Eco-lubric",4,"PC","No",""]
[98807367,"UPM3 15-70 130 AZJ EUY9 DDI","1","0240","L","98419166","Pump housing DN15-130 1\" CED",1,"PC","No",""]
[98807367,"UPM3 15-70 130 AZJ EUY9 DDI","1","0260","L","98478042","Ctrl UPM3 PWM FCI not config",1,"PC","Yes",""]
[98807367,"UPM3 15-70 130 AZJ EUY9 DDI","1","0290","L","98354083","Front Foil, PWM",1,"PC","No",""]
[98807367,"UPM3 15-70 130 AZJ EUY9 DDI","1","0305","L","98451798","Lock for FCI Connection",1,"PC","No",""]
[98807367,"UPM3 15-70 130 AZJ EUY9 DDI","1","0670","L","98373382","Cable cpl. Power UPM3 2000mm",1,"PC","No",""]
[98807367,"UPM3 15-70 130 AZJ EUY9 DDI","1","0680","L","97940991","Signal cable UPM2",1,"PC","No",""]
[98807367,"UPM3 15-70 130 AZJ EUY9 DDI","1","0720","L","98696458","#Packaging cpl. euro pallet 175 pcs.",6.0000000000000001E-3,"ZPC","Yes","x","emballage"]
[98807389,"UPM3 HYBRID 15-70 130 ACJ EUY9 DDI","1","0105","L","98473428","Stator w/housing shot blasted",1,"PC","Yes",""]
[98807389,"UPM3 HYBRID 15-70 130 ACJ EUY9 DDI","1","0135","L","98288541","O-ring D15x2",1,"PC","No",""]
[98807389,"UPM3 HYBRID 15-70 130 ACJ EUY9 DDI","1","0140","L","98460464","Rotor can cpl. D28x41.4 W DEBLOCKING",1,"PC","No",""]
[98807389,"UPM3 HYBRID 15-70 130 ACJ EUY9 DDI","1","0150","L","97704972","Gasket D82xD70.2x4",1,"PC","No",""]
[98807389,"UPM3 HYBRID 15-70 130 ACJ EUY9 DDI","1","0220","L","98419135","#axe+roue cpl. UPM3 RS4",1,"PC","Yes","x"]
[98807389,"UPM3 HYBRID 15-70 130 ACJ EUY9 DDI","1","0230","L","98152261","Hex cap screw M5x16 raw w. Eco-lubric",4,"PC","No",""]
[98807389,"UPM3 HYBRID 15-70 130 ACJ EUY9 DDI","1","0240","L","98419166","Pump housing DN15-130 1\" CED",1,"PC","No",""]
[98807389,"UPM3 HYBRID 15-70 130 ACJ EUY9 DDI","1","0260","L","98680749","Ctrl UPM3 PWM Hybrid FCI not config",1,"PC","No",""]
[98807389,"UPM3 HYBRID 15-70 130 ACJ EUY9 DDI","1","0290","L","98441191","Front Foil, Hybrid",1,"PC","No",""]
[98807389,"UPM3 HYBRID 15-70 130 ACJ EUY9 DDI","1","0305","L","98451798","Lock for FCI Connection",1,"PC","No",""]
[98807389,"UPM3 HYBRID 15-70 130 ACJ EUY9 DDI","1","0670","L","98373382","Cable cpl. Power UPM3 2000mm",1,"PC","No",""]
[98807389,"UPM3 HYBRID 15-70 130 ACJ EUY9 DDI","1","0680","L","97940991","Signal cable UPM2",1,"PC","No",""]
[98807389,"UPM3 HYBRID 15-70 130 ACJ EUY9 DDI","1","0720","L","98696458","#Packaging cpl. euro pallet 175 pcs.",6.0000000000000001E-3,"ZPC","Yes","x","emballage"]
[98807739,"UPM3 AUTO L 15-70 130 ZZZ EUX9 DDI","1","0105","L","98473428","Stator w/housing shot blasted",1,"PC","Yes",""]
[98807739,"UPM3 AUTO L 15-70 130 ZZZ EUX9 DDI","1","0135","L","98288541","O-ring D15x2",1,"PC","No",""]
[98807739,"UPM3 AUTO L 15-70 130 ZZZ EUX9 DDI","1","0140","L","98460464","Rotor can cpl. D28x41.4 W DEBLOCKING",1,"PC","No",""]
[98807739,"UPM3 AUTO L 15-70 130 ZZZ EUX9 DDI","1","0150","L","97704972","Gasket D82xD70.2x4",1,"PC","No",""]
[98807739,"UPM3 AUTO L 15-70 130 ZZZ EUX9 DDI","1","0220","L","98419135","#axe+roue cpl. UPM3 RS4",1,"PC","Yes","x"]
[98807739,"UPM3 AUTO L 15-70 130 ZZZ EUX9 DDI","1","0230","L","98152261","Hex cap screw M5x16 raw w. Eco-lubric",4,"PC","No",""]
[98807739,"UPM3 AUTO L 15-70 130 ZZZ EUX9 DDI","1","0240","L","98419166","Pump housing DN15-130 1\" CED",1,"PC","No",""]
[98807739,"UPM3 AUTO L 15-70 130 ZZZ EUX9 DDI","1","0260","L","98477859","Ctrl UPM3 PWM Hybrid Super Seal not conf",1,"PC","Yes",""]
[98807739,"UPM3 AUTO L 15-70 130 ZZZ EUX9 DDI","1","0290","L","98441191","Front Foil, Hybrid",1,"PC","No",""]
[98807739,"UPM3 AUTO L 15-70 130 ZZZ EUX9 DDI","1","0300","L","98451691","Blind plug f/Mini Superseal",1,"PC","No",""]
[98807739,"UPM3 AUTO L 15-70 130 ZZZ EUX9 DDI","1","0670","L","98373382","Cable cpl. Power UPM3 2000mm",1,"PC","No",""]
[98807739,"UPM3 AUTO L 15-70 130 ZZZ EUX9 DDI","1","0720","L","98696458","#Packaging cpl. euro pallet 175 pcs.",6.0000000000000001E-3,"ZPC","Yes","x","emballage"]
[98807982,"UPM3 25-70 180 AZA EUX9 RIT","1","0105","L","98473428","Stator w/housing shot blasted",1,"PC","Yes",""]
[98807982,"UPM3 25-70 180 AZA EUX9 RIT","1","0135","L","98288541","O-ring D15x2",1,"PC","No",""]
[98807982,"UPM3 25-70 180 AZA EUX9 RIT","1","0140","L","98460464","Rotor can cpl. D28x41.4 W DEBLOCKING",1,"PC","No",""]
[98807982,"UPM3 25-70 180 AZA EUX9 RIT","1","0150","L","97704972","Gasket D82xD70.2x4",1,"PC","No",""]
[98807982,"UPM3 25-70 180 AZA EUX9 RIT","1","0220","L","98419135","#axe+roue cpl. UPM3 RS4",1,"PC","Yes","x"]
[98807982,"UPM3 25-70 180 AZA EUX9 RIT","1","0230","L","98152261","Hex cap screw M5x16 raw w. Eco-lubric",4,"PC","No",""]
[98807982,"UPM3 25-70 180 AZA EUX9 RIT","1","0240","L","98446967","Pump housing DN25-180 1 1/2\" CED UPM3",1,"PC","No",""]
[98807982,"UPM3 25-70 180 AZA EUX9 RIT","1","0260","L","98288597","Ctrl UPM3 PWM Super Seal not config",1,"PC","No",""]
[98807982,"UPM3 25-70 180 AZA EUX9 RIT","1","0290","L","98354083","Front Foil, PWM",1,"PC","No",""]
[98807982,"UPM3 25-70 180 AZA EUX9 RIT","1","0430","L","98603954","Quick guide UPM3 PWM",1,"PC","No",""]
[98807982,"UPM3 25-70 180 AZA EUX9 RIT","1","0670","L","98373382","Cable cpl. Power UPM3 2000mm",1,"PC","No",""]
[98807982,"UPM3 25-70 180 AZA EUX9 RIT","1","0680","L","98347385","Cable cpl. Signal UPM3 2000mm",1,"PC","No",""]
[98807982,"UPM3 25-70 180 AZA EUX9 RIT","1","0720","L","98692910","#Packaging cpl. half euro pallet 96 pcs.",0.02,"PC","Yes","x","emballage"]
[98808951,"UPM3 HYBRID 15-70 130 ACA EUX9 DU","1","0105","L","98473428","Stator w/housing shot blasted",1,"PC","Yes",""]
[98808951,"UPM3 HYBRID 15-70 130 ACA EUX9 DU","1","0135","L","98288541","O-ring D15x2",1,"PC","No",""]
[98808951,"UPM3 HYBRID 15-70 130 ACA EUX9 DU","1","0140","L","98460464","Rotor can cpl. D28x41.4 W DEBLOCKING",1,"PC","No",""]
[98808951,"UPM3 HYBRID 15-70 130 ACA EUX9 DU","1","0150","L","97704972","Gasket D82xD70.2x4",1,"PC","No",""]
[98808951,"UPM3 HYBRID 15-70 130 ACA EUX9 DU","1","0220","L","98419135","#axe+roue cpl. UPM3 RS4",1,"PC","Yes","x"]
[98808951,"UPM3 HYBRID 15-70 130 ACA EUX9 DU","1","0230","L","98152261","Hex cap screw M5x16 raw w. Eco-lubric",4,"PC","No",""]
[98808951,"UPM3 HYBRID 15-70 130 ACA EUX9 DU","1","0240","L","98419166","Pump housing DN15-130 1\" CED",1,"PC","No",""]
[98808951,"UPM3 HYBRID 15-70 130 ACA EUX9 DU","1","0260","L","98477859","Ctrl UPM3 PWM Hybrid Super Seal not conf",1,"PC","Yes",""]
[98808951,"UPM3 HYBRID 15-70 130 ACA EUX9 DU","1","0290","L","98441191","Front Foil, Hybrid",1,"PC","No",""]
[98808951,"UPM3 HYBRID 15-70 130 ACA EUX9 DU","1","0430","L","98603930","Quick guide UPM3 HYBRID",1,"PC","No",""]
[98808951,"UPM3 HYBRID 15-70 130 ACA EUX9 DU","1","0440","L","504023","JOINT 1\" 29/23X2",2,"PC","No",""]
[98808951,"UPM3 HYBRID 15-70 130 ACA EUX9 DU","1","0670","L","98616051","Cable cpl. Power UPM3 2000mm",1,"PC","No",""]
[98808951,"UPM3 HYBRID 15-70 130 ACA EUX9 DU","1","0680","L","98347385","Cable cpl. Signal UPM3 2000mm",1,"PC","No",""]
[98808951,"UPM3 HYBRID 15-70 130 ACA EUX9 DU","1","0720","L","98696458","#Packaging cpl. euro pallet 175 pcs.",6.0000000000000001E-3,"ZPC","Yes","x","emballage"]
[98809849,"UPM3 FLEX AS 15-70 CESAO2 AZJ EUX0 EMA","1","0105","L","98473428","Stator w/housing shot blasted",1,"PC","Yes",""]
[98809849,"UPM3 FLEX AS 15-70 CESAO2 AZJ EUX0 EMA","1","0135","L","98288541","O-ring D15x2",1,"PC","No",""]
[98809849,"UPM3 FLEX AS 15-70 CESAO2 AZJ EUX0 EMA","1","0140","L","98460464","Rotor can cpl. D28x41.4 W DEBLOCKING",1,"PC","No",""]
[98809849,"UPM3 FLEX AS 15-70 CESAO2 AZJ EUX0 EMA","1","0150","L","97704972","Gasket D82xD70.2x4",1,"PC","No",""]
[98809849,"UPM3 FLEX AS 15-70 CESAO2 AZJ EUX0 EMA","1","0220","L","98419135","#axe+roue cpl. UPM3 RS4",1,"PC","Yes","x"]
[98809849,"UPM3 FLEX AS 15-70 CESAO2 AZJ EUX0 EMA","1","0230","L","98152261","Hex cap screw M5x16 raw w. Eco-lubric",4,"PC","No",""]
[98809849,"UPM3 FLEX AS 15-70 CESAO2 AZJ EUX0 EMA","1","0240","L","97992027","Pump housing cpl. CESAO2 C1 C2 unlo UPM2",1,"PC","Yes",""]
[98809849,"UPM3 FLEX AS 15-70 CESAO2 AZJ EUX0 EMA","1","0260","L","98477859","Ctrl UPM3 PWM Hybrid Super Seal not conf",1,"PC","Yes",""]
[98809849,"UPM3 FLEX AS 15-70 CESAO2 AZJ EUX0 EMA","1","0290","L","98441191","Front Foil, Hybrid",1,"PC","No",""]
[98809849,"UPM3 FLEX AS 15-70 CESAO2 AZJ EUX0 EMA","1","0670","L","98460258","Cable cpl. Power UPM3 1000mm",1,"PC","No",""]
[98809849,"UPM3 FLEX AS 15-70 CESAO2 AZJ EUX0 EMA","1","0680","L","98460256","Cable cpl. Signal UPM3 1000mm",1,"PC","No",""]
[98809849,"UPM3 FLEX AS 15-70 CESAO2 AZJ EUX0 EMA","1","0720","L","98696458","#Packaging cpl. euro pallet 175 pcs.",6.0000000000000001E-3,"ZPC","Yes","x","emballage"]
[98810283,"UPM3 FLEX AS 15-70 CESAO2 AZJ EUX0 EMA","1","0105","L","98473428","Stator w/housing shot blasted",1,"PC","Yes",""]
[98810283,"UPM3 FLEX AS 15-70 CESAO2 AZJ EUX0 EMA","1","0135","L","98288541","O-ring D15x2",1,"PC","No",""]
[98810283,"UPM3 FLEX AS 15-70 CESAO2 AZJ EUX0 EMA","1","0140","L","98460464","Rotor can cpl. D28x41.4 W DEBLOCKING",1,"PC","No",""]
[98810283,"UPM3 FLEX AS 15-70 CESAO2 AZJ EUX0 EMA","1","0150","L","97704972","Gasket D82xD70.2x4",1,"PC","No",""]
[98810283,"UPM3 FLEX AS 15-70 CESAO2 AZJ EUX0 EMA","1","0220","L","98419135","#axe+roue cpl. UPM3 RS4",1,"PC","Yes","x"]
[98810283,"UPM3 FLEX AS 15-70 CESAO2 AZJ EUX0 EMA","1","0230","L","98152261","Hex cap screw M5x16 raw w. Eco-lubric",4,"PC","No",""]
[98810283,"UPM3 FLEX AS 15-70 CESAO2 AZJ EUX0 EMA","1","0240","L","97992028","Pump housing cpl. CESAO2 C2 unloos UPM2",1,"PC","Yes",""]
[98810283,"UPM3 FLEX AS 15-70 CESAO2 AZJ EUX0 EMA","1","0260","L","98477859","Ctrl UPM3 PWM Hybrid Super Seal not conf",1,"PC","Yes",""]
[98810283,"UPM3 FLEX AS 15-70 CESAO2 AZJ EUX0 EMA","1","0290","L","98441191","Front Foil, Hybrid",1,"PC","No",""]
[98810283,"UPM3 FLEX AS 15-70 CESAO2 AZJ EUX0 EMA","1","0670","L","98460258","Cable cpl. Power UPM3 1000mm",1,"PC","No",""]
[98810283,"UPM3 FLEX AS 15-70 CESAO2 AZJ EUX0 EMA","1","0680","L","98460256","Cable cpl. Signal UPM3 1000mm",1,"PC","No",""]
[98810283,"UPM3 FLEX AS 15-70 CESAO2 AZJ EUX0 EMA","1","0720","L","98696458","#Packaging cpl. euro pallet 175 pcs.",6.0000000000000001E-3,"ZPC","Yes","x","emballage"]
[98811030,"UPM3 FLEX AS 25-70 180 AZJ EUX9 DU","1","0105","L","98473428","Stator w/housing shot blasted",1,"PC","Yes",""]
[98811030,"UPM3 FLEX AS 25-70 180 AZJ EUX9 DU","1","0135","L","98288541","O-ring D15x2",1,"PC","No",""]
[98811030,"UPM3 FLEX AS 25-70 180 AZJ EUX9 DU","1","0140","L","98460464","Rotor can cpl. D28x41.4 W DEBLOCKING",1,"PC","No",""]
[98811030,"UPM3 FLEX AS 25-70 180 AZJ EUX9 DU","1","0150","L","97704972","Gasket D82xD70.2x4",1,"PC","No",""]
[98811030,"UPM3 FLEX AS 25-70 180 AZJ EUX9 DU","1","0220","L","98419135","#axe+roue cpl. UPM3 RS4",1,"PC","Yes","x"]
[98811030,"UPM3 FLEX AS 25-70 180 AZJ EUX9 DU","1","0230","L","98152261","Hex cap screw M5x16 raw w. Eco-lubric",4,"PC","No",""]
[98811030,"UPM3 FLEX AS 25-70 180 AZJ EUX9 DU","1","0240","L","98446967","Pump housing DN25-180 1 1/2\" CED UPM3",1,"PC","No",""]
[98811030,"UPM3 FLEX AS 25-70 180 AZJ EUX9 DU","1","0260","L","98477859","Ctrl UPM3 PWM Hybrid Super Seal not conf",1,"PC","Yes",""]
[98811030,"UPM3 FLEX AS 25-70 180 AZJ EUX9 DU","1","0290","L","98441191","Front Foil, Hybrid",1,"PC","No",""]
[98811030,"UPM3 FLEX AS 25-70 180 AZJ EUX9 DU","1","0430","L","98603960","Quick guide UPM3 FLEX AS",1,"PC","No",""]
[98811030,"UPM3 FLEX AS 25-70 180 AZJ EUX9 DU","1","0440","L","98595506","Kit Gasket 520046 qty=80",2.7E-2,"ZPC","Yes",""]
[98811030,"UPM3 FLEX AS 25-70 180 AZJ EUX9 DU","1","0670","L","98616051","Cable cpl. Power UPM3 2000mm",1,"PC","No",""]
[98811030,"UPM3 FLEX AS 25-70 180 AZJ EUX9 DU","1","0680","L","98347385","Cable cpl. Signal UPM3 2000mm",1,"PC","No",""]
[98811030,"UPM3 FLEX AS 25-70 180 AZJ EUX9 DU","1","0720","L","98692910","#Packaging cpl. half euro pallet 96 pcs.",0.02,"PC","Yes","x","emballage"]
[98812056,"UPM3 SOLAR 15-75 130 CZJ EUX3 DU","1","0105","L","98634036","Stator w/housing shot bl. drain pos. 12",1,"PC","Yes",""]
[98812056,"UPM3 SOLAR 15-75 130 CZJ EUX3 DU","1","0135","L","98288541","O-ring D15x2",1,"PC","No",""]
[98812056,"UPM3 SOLAR 15-75 130 CZJ EUX3 DU","1","0140","L","98460464","Rotor can cpl. D28x41.4 W DEBLOCKING",1,"PC","No",""]
[98812056,"UPM3 SOLAR 15-75 130 CZJ EUX3 DU","1","0150","L","97704972","Gasket D82xD70.2x4",1,"PC","No",""]
[98812056,"UPM3 SOLAR 15-75 130 CZJ EUX3 DU","1","0220","L","98419135","#axe+roue cpl. UPM3 RS4",1,"PC","Yes","x"]
[98812056,"UPM3 SOLAR 15-75 130 CZJ EUX3 DU","1","0230","L","98152261","Hex cap screw M5x16 raw w. Eco-lubric",4,"PC","No",""]
[98812056,"UPM3 SOLAR 15-75 130 CZJ EUX3 DU","1","0240","L","98419166","Pump housing DN15-130 1\" CED",1,"PC","No",""]
[98812056,"UPM3 SOLAR 15-75 130 CZJ EUX3 DU","1","0260","L","98477859","Ctrl UPM3 PWM Hybrid Super Seal not conf",1,"PC","Yes",""]
[98812056,"UPM3 SOLAR 15-75 130 CZJ EUX3 DU","1","0290","L","98677050","Front foil Hybrid, Solar",1,"PC","No",""]
[98812056,"UPM3 SOLAR 15-75 130 CZJ EUX3 DU","1","0430","L","98603956","Quick guide UPM3 SOLAR",1,"PC","No",""]
[98812056,"UPM3 SOLAR 15-75 130 CZJ EUX3 DU","1","0670","L","98373382","Cable cpl. Power UPM3 2000mm",1,"PC","No",""]
[98812056,"UPM3 SOLAR 15-75 130 CZJ EUX3 DU","1","0680","L","98347385","Cable cpl. Signal UPM3 2000mm",1,"PC","No",""]
[98812056,"UPM3 SOLAR 15-75 130 CZJ EUX3 DU","1","0720","L","98692923","#Packaging cpl. half euro pallet 96 pcs.",0.02,"PC","Yes","x","emballage"]
[98813123,"UPM3 FLEX AS 15-70 CESAO2 AZJ EUX9 IRA","1","0105","L","98473428","Stator w/housing shot blasted",1,"PC","Yes",""]
[98813123,"UPM3 FLEX AS 15-70 CESAO2 AZJ EUX9 IRA","1","0135","L","98288541","O-ring D15x2",1,"PC","No",""]
[98813123,"UPM3 FLEX AS 15-70 CESAO2 AZJ EUX9 IRA","1","0140","L","98460464","Rotor can cpl. D28x41.4 W DEBLOCKING",1,"PC","No",""]
[98813123,"UPM3 FLEX AS 15-70 CESAO2 AZJ EUX9 IRA","1","0150","L","97704972","Gasket D82xD70.2x4",1,"PC","No",""]
[98813123,"UPM3 FLEX AS 15-70 CESAO2 AZJ EUX9 IRA","1","0220","L","98419135","#axe+roue cpl. UPM3 RS4",1,"PC","Yes","x"]
[98813123,"UPM3 FLEX AS 15-70 CESAO2 AZJ EUX9 IRA","1","0230","L","98152261","Hex cap screw M5x16 raw w. Eco-lubric",4,"PC","No",""]
[98813123,"UPM3 FLEX AS 15-70 CESAO2 AZJ EUX9 IRA","1","0240","L","97992030","Pump housing cpl. CESAO2 closed Unl UPM2",1,"PC","Yes",""]
[98813123,"UPM3 FLEX AS 15-70 CESAO2 AZJ EUX9 IRA","1","0260","L","98477859","Ctrl UPM3 PWM Hybrid Super Seal not conf",1,"PC","Yes",""]
[98813123,"UPM3 FLEX AS 15-70 CESAO2 AZJ EUX9 IRA","1","0290","L","98441191","Front Foil, Hybrid",1,"PC","No",""]
[98813123,"UPM3 FLEX AS 15-70 CESAO2 AZJ EUX9 IRA","1","0670","L","98373382","Cable cpl. Power UPM3 2000mm",1,"PC","No",""]
[98813123,"UPM3 FLEX AS 15-70 CESAO2 AZJ EUX9 IRA","1","0680","L","98347385","Cable cpl. Signal UPM3 2000mm",1,"PC","No",""]
[98813123,"UPM3 FLEX AS 15-70 CESAO2 AZJ EUX9 IRA","1","0720","L","98696458","#Packaging cpl. euro pallet 175 pcs.",6.0000000000000001E-3,"ZPC","Yes","x","emballage"]
[98814787,"UPM3 AUTO L 25-70 180 ZZZ EUX6 PM","1","0105","L","98473428","Stator w/housing shot blasted",1,"PC","Yes",""]
[98814787,"UPM3 AUTO L 25-70 180 ZZZ EUX6 PM","1","0135","L","98288541","O-ring D15x2",1,"PC","No",""]
[98814787,"UPM3 AUTO L 25-70 180 ZZZ EUX6 PM","1","0140","L","98460464","Rotor can cpl. D28x41.4 W DEBLOCKING",1,"PC","No",""]
[98814787,"UPM3 AUTO L 25-70 180 ZZZ EUX6 PM","1","0150","L","97704972","Gasket D82xD70.2x4",1,"PC","No",""]
[98814787,"UPM3 AUTO L 25-70 180 ZZZ EUX6 PM","1","0220","L","98419135","#axe+roue cpl. UPM3 RS4",1,"PC","Yes","x"]
[98814787,"UPM3 AUTO L 25-70 180 ZZZ EUX6 PM","1","0230","L","98152261","Hex cap screw M5x16 raw w. Eco-lubric",4,"PC","No",""]
[98814787,"UPM3 AUTO L 25-70 180 ZZZ EUX6 PM","1","0240","L","98446967","Pump housing DN25-180 1 1/2\" CED UPM3",1,"PC","No",""]
[98814787,"UPM3 AUTO L 25-70 180 ZZZ EUX6 PM","1","0260","L","98477859","Ctrl UPM3 PWM Hybrid Super Seal not conf",1,"PC","Yes",""]
[98814787,"UPM3 AUTO L 25-70 180 ZZZ EUX6 PM","1","0290","L","98441191","Front Foil, Hybrid",1,"PC","No",""]
[98814787,"UPM3 AUTO L 25-70 180 ZZZ EUX6 PM","1","0300","L","98451691","Blind plug f/Mini Superseal",1,"PC","No",""]
[98814787,"UPM3 AUTO L 25-70 180 ZZZ EUX6 PM","1","0430","L","98651611","Quick guide UPM3 AUTO L",1,"PC","No",""]
[98814787,"UPM3 AUTO L 25-70 180 ZZZ EUX6 PM","1","0720","L","98692892","#Packaging cpl. euro pallet 150 pcs.",7.0000000000000001E-3,"ZPC","Yes","x","emballage"]
[98815404,"UPM3 25-75 180 AZJ EUX9 GU","1","0105","L","98473428","Stator w/housing shot blasted",1,"PC","Yes",""]
[98815404,"UPM3 25-75 180 AZJ EUX9 GU","1","0135","L","98288541","O-ring D15x2",1,"PC","No",""]
[98815404,"UPM3 25-75 180 AZJ EUX9 GU","1","0140","L","98460464","Rotor can cpl. D28x41.4 W DEBLOCKING",1,"PC","No",""]
[98815404,"UPM3 25-75 180 AZJ EUX9 GU","1","0150","L","97704972","Gasket D82xD70.2x4",1,"PC","No",""]
[98815404,"UPM3 25-75 180 AZJ EUX9 GU","1","0220","L","98419135","#axe+roue cpl. UPM3 RS4",1,"PC","Yes","x"]
[98815404,"UPM3 25-75 180 AZJ EUX9 GU","1","0230","L","98152261","Hex cap screw M5x16 raw w. Eco-lubric",4,"PC","No",""]
[98815404,"UPM3 25-75 180 AZJ EUX9 GU","1","0240","L","98446967","Pump housing DN25-180 1 1/2\" CED UPM3",1,"PC","No",""]
[98815404,"UPM3 25-75 180 AZJ EUX9 GU","1","0260","L","98288597","Ctrl UPM3 PWM Super Seal not config",1,"PC","No",""]
[98815404,"UPM3 25-75 180 AZJ EUX9 GU","1","0290","L","98354083","Front Foil, PWM",1,"PC","No",""]
[98815404,"UPM3 25-75 180 AZJ EUX9 GU","1","0670","L","98460260","Cable cpl,. Power UPM3 1000mm",1,"PC","No",""]
[98815404,"UPM3 25-75 180 AZJ EUX9 GU","1","0680","L","98460256","Cable cpl. Signal UPM3 1000mm",1,"PC","No",""]
[98815404,"UPM3 25-75 180 AZJ EUX9 GU","1","0720","L","98692892","#Packaging cpl. euro pallet 150 pcs.",7.0000000000000001E-3,"ZPC","Yes","x","emballage"]
[98815578,"UPM3 AUTO L 15-70 130 ZZZ EUX9 GCO","1","0105","L","98473428","Stator w/housing shot blasted",1,"PC","Yes",""]
[98815578,"UPM3 AUTO L 15-70 130 ZZZ EUX9 GCO","1","0135","L","98288541","O-ring D15x2",1,"PC","No",""]
[98815578,"UPM3 AUTO L 15-70 130 ZZZ EUX9 GCO","1","0140","L","98460464","Rotor can cpl. D28x41.4 W DEBLOCKING",1,"PC","No",""]
[98815578,"UPM3 AUTO L 15-70 130 ZZZ EUX9 GCO","1","0150","L","97704972","Gasket D82xD70.2x4",1,"PC","No",""]
[98815578,"UPM3 AUTO L 15-70 130 ZZZ EUX9 GCO","1","0220","L","98419135","#axe+roue cpl. UPM3 RS4",1,"PC","Yes","x"]
[98815578,"UPM3 AUTO L 15-70 130 ZZZ EUX9 GCO","1","0230","L","98152261","Hex cap screw M5x16 raw w. Eco-lubric",4,"PC","No",""]
[98815578,"UPM3 AUTO L 15-70 130 ZZZ EUX9 GCO","1","0240","L","98419166","Pump housing DN15-130 1\" CED",1,"PC","No",""]
[98815578,"UPM3 AUTO L 15-70 130 ZZZ EUX9 GCO","1","0260","L","98477859","Ctrl UPM3 PWM Hybrid Super Seal not conf",1,"PC","Yes",""]
[98815578,"UPM3 AUTO L 15-70 130 ZZZ EUX9 GCO","1","0290","L","98441191","Front Foil, Hybrid",1,"PC","No",""]
[98815578,"UPM3 AUTO L 15-70 130 ZZZ EUX9 GCO","1","0670","L","98460258","Cable cpl. Power UPM3 1000mm",1,"PC","No",""]
[98815578,"UPM3 AUTO L 15-70 130 ZZZ EUX9 GCO","1","0720","L","98696458","#Packaging cpl. euro pallet 175 pcs.",6.0000000000000001E-3,"ZPC","Yes","x","emballage"]
[98816631,"UPM3 AUTO 15-70 130 ZZZ EUX9 VEN","1","0105","L","98473428","Stator w/housing shot blasted",1,"PC","Yes",""]
[98816631,"UPM3 AUTO 15-70 130 ZZZ EUX9 VEN","1","0135","L","98288541","O-ring D15x2",1,"PC","No",""]
[98816631,"UPM3 AUTO 15-70 130 ZZZ EUX9 VEN","1","0140","L","98460464","Rotor can cpl. D28x41.4 W DEBLOCKING",1,"PC","No",""]
[98816631,"UPM3 AUTO 15-70 130 ZZZ EUX9 VEN","1","0150","L","97704972","Gasket D82xD70.2x4",1,"PC","No",""]
[98816631,"UPM3 AUTO 15-70 130 ZZZ EUX9 VEN","1","0220","L","98419135","#axe+roue cpl. UPM3 RS4",1,"PC","Yes","x"]
[98816631,"UPM3 AUTO 15-70 130 ZZZ EUX9 VEN","1","0230","L","98152261","Hex cap screw M5x16 raw w. Eco-lubric",4,"PC","No",""]
[98816631,"UPM3 AUTO 15-70 130 ZZZ EUX9 VEN","1","0240","L","98419166","Pump housing DN15-130 1\" CED",1,"PC","No",""]
[98816631,"UPM3 AUTO 15-70 130 ZZZ EUX9 VEN","1","0260","L","98477859","Ctrl UPM3 PWM Hybrid Super Seal not conf",1,"PC","Yes",""]
[98816631,"UPM3 AUTO 15-70 130 ZZZ EUX9 VEN","1","0290","L","98441191","Front Foil, Hybrid",1,"PC","No",""]
[98816631,"UPM3 AUTO 15-70 130 ZZZ EUX9 VEN","1","0489","L","97570310","#Etiquette 120x60 cpl. spare",1,"PC","Yes","x"]
[98816631,"UPM3 AUTO 15-70 130 ZZZ EUX9 VEN","1","0670","L","98460260","Cable cpl,. Power UPM3 1000mm",1,"PC","No",""]
[98816631,"UPM3 AUTO 15-70 130 ZZZ EUX9 VEN","1","0720","L","98661018","#Single box cpl. small UPM3",1,"PC","Yes","x","Emb. indiv. "]
[98817352,"UPM3 25-75 180 AZA EUX6 WU","1","0105","L","98473428","Stator w/housing shot blasted",1,"PC","Yes",""]
[98817352,"UPM3 25-75 180 AZA EUX6 WU","1","0135","L","98288541","O-ring D15x2",1,"PC","No",""]
[98817352,"UPM3 25-75 180 AZA EUX6 WU","1","0140","L","98460464","Rotor can cpl. D28x41.4 W DEBLOCKING",1,"PC","No",""]
[98817352,"UPM3 25-75 180 AZA EUX6 WU","1","0150","L","97704972","Gasket D82xD70.2x4",1,"PC","No",""]
[98817352,"UPM3 25-75 180 AZA EUX6 WU","1","0220","L","98419135","#axe+roue cpl. UPM3 RS4",1,"PC","Yes","x"]
[98817352,"UPM3 25-75 180 AZA EUX6 WU","1","0230","L","98152261","Hex cap screw M5x16 raw w. Eco-lubric",4,"PC","No",""]
[98817352,"UPM3 25-75 180 AZA EUX6 WU","1","0240","L","98446967","Pump housing DN25-180 1 1/2\" CED UPM3",1,"PC","No",""]
[98817352,"UPM3 25-75 180 AZA EUX6 WU","1","0260","L","98288597","Ctrl UPM3 PWM Super Seal not config",1,"PC","No",""]
[98817352,"UPM3 25-75 180 AZA EUX6 WU","1","0290","L","98354083","Front Foil, PWM",1,"PC","No",""]
[98817352,"UPM3 25-75 180 AZA EUX6 WU","1","0430","L","98603954","Quick guide UPM3 PWM",1,"PC","No",""]
[98817352,"UPM3 25-75 180 AZA EUX6 WU","1","0515","L","591406","#OEM label blank  90x140",7.0000000000000001E-3,"ZPC","Yes","x"]
[98817352,"UPM3 25-75 180 AZA EUX6 WU","1","0720","L","98692892","#Packaging cpl. euro pallet 150 pcs.",7.0000000000000001E-3,"ZPC","Yes","x","emballage"]
[98817928,"UPM3 AUTO L 25-70 180 ZZZ EUX6 KHN","1","0105","L","98473428","Stator w/housing shot blasted",1,"PC","Yes",""]
[98817928,"UPM3 AUTO L 25-70 180 ZZZ EUX6 KHN","1","0135","L","98288541","O-ring D15x2",1,"PC","No",""]
[98817928,"UPM3 AUTO L 25-70 180 ZZZ EUX6 KHN","1","0140","L","98460464","Rotor can cpl. D28x41.4 W DEBLOCKING",1,"PC","No",""]
[98817928,"UPM3 AUTO L 25-70 180 ZZZ EUX6 KHN","1","0150","L","97704972","Gasket D82xD70.2x4",1,"PC","No",""]
[98817928,"UPM3 AUTO L 25-70 180 ZZZ EUX6 KHN","1","0220","L","98419135","#axe+roue cpl. UPM3 RS4",1,"PC","Yes","x"]
[98817928,"UPM3 AUTO L 25-70 180 ZZZ EUX6 KHN","1","0230","L","98152261","Hex cap screw M5x16 raw w. Eco-lubric",4,"PC","No",""]
[98817928,"UPM3 AUTO L 25-70 180 ZZZ EUX6 KHN","1","0240","L","98446967","Pump housing DN25-180 1 1/2\" CED UPM3",1,"PC","No",""]
[98817928,"UPM3 AUTO L 25-70 180 ZZZ EUX6 KHN","1","0260","L","98477859","Ctrl UPM3 PWM Hybrid Super Seal not conf",1,"PC","Yes",""]
[98817928,"UPM3 AUTO L 25-70 180 ZZZ EUX6 KHN","1","0290","L","98441191","Front Foil, Hybrid",1,"PC","No",""]
[98817928,"UPM3 AUTO L 25-70 180 ZZZ EUX6 KHN","1","0670","L","98373384","Cable cpl. Power UPM3 2000mm",1,"PC","No",""]
[98817928,"UPM3 AUTO L 25-70 180 ZZZ EUX6 KHN","1","0720","L","98692910","#Packaging cpl. half euro pallet 96 pcs.",0.02,"PC","Yes","x","emballage"]
[98817929,"UPM3 AUTO L 25-70 180N ZZZ EUX3 DLP","1","0105","L","98473428","Stator w/housing shot blasted",1,"PC","Yes",""]
[98817929,"UPM3 AUTO L 25-70 180N ZZZ EUX3 DLP","1","0135","L","98288541","O-ring D15x2",1,"PC","No",""]
[98817929,"UPM3 AUTO L 25-70 180N ZZZ EUX3 DLP","1","0140","L","98460464","Rotor can cpl. D28x41.4 W DEBLOCKING",1,"PC","No",""]
[98817929,"UPM3 AUTO L 25-70 180N ZZZ EUX3 DLP","1","0150","L","97704972","Gasket D82xD70.2x4",1,"PC","No",""]
[98817929,"UPM3 AUTO L 25-70 180N ZZZ EUX3 DLP","1","0220","L","98419135","#axe+roue cpl. UPM3 RS4",1,"PC","Yes","x"]
[98817929,"UPM3 AUTO L 25-70 180N ZZZ EUX3 DLP","1","0230","L","98152261","Hex cap screw M5x16 raw w. Eco-lubric",4,"PC","No",""]
[98817929,"UPM3 AUTO L 25-70 180N ZZZ EUX3 DLP","1","0240","L","98601972","Pump housing cpl. DN25-180 1 1/2\" N UPM3",1,"PC","No",""]
[98817929,"UPM3 AUTO L 25-70 180N ZZZ EUX3 DLP","1","0260","L","98477859","Ctrl UPM3 PWM Hybrid Super Seal not conf",1,"PC","Yes",""]
[98817929,"UPM3 AUTO L 25-70 180N ZZZ EUX3 DLP","1","0290","L","98441191","Front Foil, Hybrid",1,"PC","No",""]
[98817929,"UPM3 AUTO L 25-70 180N ZZZ EUX3 DLP","1","0300","L","98451691","Blind plug f/Mini Superseal",1,"PC","No",""]
[98817929,"UPM3 AUTO L 25-70 180N ZZZ EUX3 DLP","1","0430","L","98651611","Quick guide UPM3 AUTO L",1,"PC","No",""]
[98817929,"UPM3 AUTO L 25-70 180N ZZZ EUX3 DLP","1","0720","L","98692892","#Packaging cpl. euro pallet 150 pcs.",7.0000000000000001E-3,"ZPC","Yes","x","emballage"]
[98818876,"UPM3 HYBRID 25-70 180 ACA EUX9 IND","1","0105","L","98473428","Stator w/housing shot blasted",1,"PC","Yes",""]
[98818876,"UPM3 HYBRID 25-70 180 ACA EUX9 IND","1","0135","L","98288541","O-ring D15x2",1,"PC","No",""]
[98818876,"UPM3 HYBRID 25-70 180 ACA EUX9 IND","1","0140","L","98460464","Rotor can cpl. D28x41.4 W DEBLOCKING",1,"PC","No",""]
[98818876,"UPM3 HYBRID 25-70 180 ACA EUX9 IND","1","0150","L","97704972","Gasket D82xD70.2x4",1,"PC","No",""]
[98818876,"UPM3 HYBRID 25-70 180 ACA EUX9 IND","1","0220","L","98419135","#axe+roue cpl. UPM3 RS4",1,"PC","Yes","x"]
[98818876,"UPM3 HYBRID 25-70 180 ACA EUX9 IND","1","0230","L","98152261","Hex cap screw M5x16 raw w. Eco-lubric",4,"PC","No",""]
[98818876,"UPM3 HYBRID 25-70 180 ACA EUX9 IND","1","0240","L","98446967","Pump housing DN25-180 1 1/2\" CED UPM3",1,"PC","No",""]
[98818876,"UPM3 HYBRID 25-70 180 ACA EUX9 IND","1","0260","L","98477859","Ctrl UPM3 PWM Hybrid Super Seal not conf",1,"PC","Yes",""]
[98818876,"UPM3 HYBRID 25-70 180 ACA EUX9 IND","1","0290","L","98441191","Front Foil, Hybrid",1,"PC","No",""]
[98818876,"UPM3 HYBRID 25-70 180 ACA EUX9 IND","1","0430","L","98603930","Quick guide UPM3 HYBRID",1,"PC","No",""]
[98818876,"UPM3 HYBRID 25-70 180 ACA EUX9 IND","1","0670","L","98460260","Cable cpl,. Power UPM3 1000mm",1,"PC","No",""]
[98818876,"UPM3 HYBRID 25-70 180 ACA EUX9 IND","1","0680","L","98460256","Cable cpl. Signal UPM3 1000mm",1,"PC","No",""]
[98818876,"UPM3 HYBRID 25-70 180 ACA EUX9 IND","1","0720","L","98692910","#Packaging cpl. half euro pallet 96 pcs.",0.02,"PC","Yes","x","emballage"]
[98819119,"UPM3 AUTO 25-70 130 ZZZ EUX0 SLP","1","0105","L","98473428","Stator w/housing shot blasted",1,"PC","Yes",""]
[98819119,"UPM3 AUTO 25-70 130 ZZZ EUX0 SLP","1","0135","L","98288541","O-ring D15x2",1,"PC","No",""]
[98819119,"UPM3 AUTO 25-70 130 ZZZ EUX0 SLP","1","0140","L","98460464","Rotor can cpl. D28x41.4 W DEBLOCKING",1,"PC","No",""]
[98819119,"UPM3 AUTO 25-70 130 ZZZ EUX0 SLP","1","0150","L","97704972","Gasket D82xD70.2x4",1,"PC","No",""]
[98819119,"UPM3 AUTO 25-70 130 ZZZ EUX0 SLP","1","0220","L","98419135","#axe+roue cpl. UPM3 RS4",1,"PC","Yes","x"]
[98819119,"UPM3 AUTO 25-70 130 ZZZ EUX0 SLP","1","0230","L","98152261","Hex cap screw M5x16 raw w. Eco-lubric",4,"PC","No",""]
[98819119,"UPM3 AUTO 25-70 130 ZZZ EUX0 SLP","1","0240","L","98446965","Pump housing DN25-130 1 1/2\" CED",1,"PC","No",""]
[98819119,"UPM3 AUTO 25-70 130 ZZZ EUX0 SLP","1","0260","L","98477859","Ctrl UPM3 PWM Hybrid Super Seal not conf",1,"PC","Yes",""]
[98819119,"UPM3 AUTO 25-70 130 ZZZ EUX0 SLP","1","0290","L","98441191","Front Foil, Hybrid",1,"PC","No",""]
[98819119,"UPM3 AUTO 25-70 130 ZZZ EUX0 SLP","1","0300","L","98451691","Blind plug f/Mini Superseal",1,"PC","No",""]
[98819119,"UPM3 AUTO 25-70 130 ZZZ EUX0 SLP","1","0440","L","98740187","Kit Gasket 520046 qty=140",1.4999999999999999E-2,"ZPC","Yes",""]
[98819119,"UPM3 AUTO 25-70 130 ZZZ EUX0 SLP","1","0670","L","98373384","Cable cpl. Power UPM3 2000mm",1,"PC","No",""]
[98819119,"UPM3 AUTO 25-70 130 ZZZ EUX0 SLP","1","0720","L","98696458","#Packaging cpl. euro pallet 175 pcs.",6.0000000000000001E-3,"ZPC","Yes","x","emballage"]
[98821508,"UPM3 FLEX AS 25-70 130 AZJ EUX9 NBO","1","0105","L","98473428","Stator w/housing shot blasted",1,"PC","Yes",""]
[98821508,"UPM3 FLEX AS 25-70 130 AZJ EUX9 NBO","1","0135","L","98288541","O-ring D15x2",1,"PC","No",""]
[98821508,"UPM3 FLEX AS 25-70 130 AZJ EUX9 NBO","1","0140","L","98460464","Rotor can cpl. D28x41.4 W DEBLOCKING",1,"PC","No",""]
[98821508,"UPM3 FLEX AS 25-70 130 AZJ EUX9 NBO","1","0150","L","97704972","Gasket D82xD70.2x4",1,"PC","No",""]
[98821508,"UPM3 FLEX AS 25-70 130 AZJ EUX9 NBO","1","0220","L","98419135","#axe+roue cpl. UPM3 RS4",1,"PC","Yes","x"]
[98821508,"UPM3 FLEX AS 25-70 130 AZJ EUX9 NBO","1","0230","L","98152261","Hex cap screw M5x16 raw w. Eco-lubric",4,"PC","No",""]
[98821508,"UPM3 FLEX AS 25-70 130 AZJ EUX9 NBO","1","0240","L","98446965","Pump housing DN25-130 1 1/2\" CED",1,"PC","No",""]
[98821508,"UPM3 FLEX AS 25-70 130 AZJ EUX9 NBO","1","0260","L","98477859","Ctrl UPM3 PWM Hybrid Super Seal not conf",1,"PC","Yes",""]
[98821508,"UPM3 FLEX AS 25-70 130 AZJ EUX9 NBO","1","0290","L","98441191","Front Foil, Hybrid",1,"PC","No",""]
[98821508,"UPM3 FLEX AS 25-70 130 AZJ EUX9 NBO","1","0670","L","98460260","Cable cpl,. Power UPM3 1000mm",1,"PC","No",""]
[98821508,"UPM3 FLEX AS 25-70 130 AZJ EUX9 NBO","1","0720","L","98692923","#Packaging cpl. half euro pallet 96 pcs.",0.02,"PC","Yes","x","emballage"]
[98821576,"UPM3 FLEX AS 15-70 130 AZJ EUX3 THR","1","0105","L","98473428","Stator w/housing shot blasted",1,"PC","Yes",""]
[98821576,"UPM3 FLEX AS 15-70 130 AZJ EUX3 THR","1","0135","L","98288541","O-ring D15x2",1,"PC","No",""]
[98821576,"UPM3 FLEX AS 15-70 130 AZJ EUX3 THR","1","0140","L","98460464","Rotor can cpl. D28x41.4 W DEBLOCKING",1,"PC","No",""]
[98821576,"UPM3 FLEX AS 15-70 130 AZJ EUX3 THR","1","0150","L","97704972","Gasket D82xD70.2x4",1,"PC","No",""]
[98821576,"UPM3 FLEX AS 15-70 130 AZJ EUX3 THR","1","0220","L","98419135","#axe+roue cpl. UPM3 RS4",1,"PC","Yes","x"]
[98821576,"UPM3 FLEX AS 15-70 130 AZJ EUX3 THR","1","0230","L","98152261","Hex cap screw M5x16 raw w. Eco-lubric",4,"PC","No",""]
[98821576,"UPM3 FLEX AS 15-70 130 AZJ EUX3 THR","1","0240","L","98419166","Pump housing DN15-130 1\" CED",1,"PC","No",""]
[98821576,"UPM3 FLEX AS 15-70 130 AZJ EUX3 THR","1","0260","L","98477859","Ctrl UPM3 PWM Hybrid Super Seal not conf",1,"PC","Yes",""]
[98821576,"UPM3 FLEX AS 15-70 130 AZJ EUX3 THR","1","0290","L","98441191","Front Foil, Hybrid",1,"PC","No",""]
[98821576,"UPM3 FLEX AS 15-70 130 AZJ EUX3 THR","1","0670","L","98373382","Cable cpl. Power UPM3 2000mm",1,"PC","No",""]
[98821576,"UPM3 FLEX AS 15-70 130 AZJ EUX3 THR","1","0720","L","98692923","#Packaging cpl. half euro pallet 96 pcs.",0.02,"PC","Yes","x","emballage"]
[98822951,"UPM3 15-75 130 CZA EUY9 TX","1","0105","L","98473428","Stator w/housing shot blasted",1,"PC","Yes",""]
[98822951,"UPM3 15-75 130 CZA EUY9 TX","1","0135","L","98288541","O-ring D15x2",1,"PC","No",""]
[98822951,"UPM3 15-75 130 CZA EUY9 TX","1","0140","L","98460464","Rotor can cpl. D28x41.4 W DEBLOCKING",1,"PC","No",""]
[98822951,"UPM3 15-75 130 CZA EUY9 TX","1","0150","L","97704972","Gasket D82xD70.2x4",1,"PC","No",""]
[98822951,"UPM3 15-75 130 CZA EUY9 TX","1","0220","L","98419135","#axe+roue cpl. UPM3 RS4",1,"PC","Yes","x"]
[98822951,"UPM3 15-75 130 CZA EUY9 TX","1","0230","L","98152261","Hex cap screw M5x16 raw w. Eco-lubric",4,"PC","No",""]
[98822951,"UPM3 15-75 130 CZA EUY9 TX","1","0240","L","98419166","Pump housing DN15-130 1\" CED",1,"PC","No",""]
[98822951,"UPM3 15-75 130 CZA EUY9 TX","1","0260","L","98478042","Ctrl UPM3 PWM FCI not config",1,"PC","Yes",""]
[98822951,"UPM3 15-75 130 CZA EUY9 TX","1","0290","L","98354083","Front Foil, PWM",1,"PC","No",""]
[98822951,"UPM3 15-75 130 CZA EUY9 TX","1","0305","L","98451798","Lock for FCI Connection",1,"PC","No",""]
[98822951,"UPM3 15-75 130 CZA EUY9 TX","1","0430","L","98603954","Quick guide UPM3 PWM",1,"PC","No",""]
[98822951,"UPM3 15-75 130 CZA EUY9 TX","1","0670","L","98373382","Cable cpl. Power UPM3 2000mm",1,"PC","No",""]
[98822951,"UPM3 15-75 130 CZA EUY9 TX","1","0680","L","97940991","Signal cable UPM2",1,"PC","No",""]
[98822951,"UPM3 15-75 130 CZA EUY9 TX","1","0720","L","98692923","#Packaging cpl. half euro pallet 96 pcs.",0.02,"PC","Yes","x","emballage"]
[98822972,"UPM3 AUTO L 32-70 180 ZZZ EUX9 PM","1","0105","L","98473428","Stator w/housing shot blasted",1,"PC","Yes",""]
[98822972,"UPM3 AUTO L 32-70 180 ZZZ EUX9 PM","1","0135","L","98288541","O-ring D15x2",1,"PC","No",""]
[98822972,"UPM3 AUTO L 32-70 180 ZZZ EUX9 PM","1","0140","L","98460464","Rotor can cpl. D28x41.4 W DEBLOCKING",1,"PC","No",""]
[98822972,"UPM3 AUTO L 32-70 180 ZZZ EUX9 PM","1","0150","L","97704972","Gasket D82xD70.2x4",1,"PC","No",""]
[98822972,"UPM3 AUTO L 32-70 180 ZZZ EUX9 PM","1","0220","L","98419135","#axe+roue cpl. UPM3 RS4",1,"PC","Yes","x"]
[98822972,"UPM3 AUTO L 32-70 180 ZZZ EUX9 PM","1","0230","L","98152261","Hex cap screw M5x16 raw w. Eco-lubric",4,"PC","No",""]
[98822972,"UPM3 AUTO L 32-70 180 ZZZ EUX9 PM","1","0240","L","98446970","Pump housing DN32-180 2\" CED UPM3",1,"PC","No",""]
[98822972,"UPM3 AUTO L 32-70 180 ZZZ EUX9 PM","1","0260","L","98477859","Ctrl UPM3 PWM Hybrid Super Seal not conf",1,"PC","Yes",""]
[98822972,"UPM3 AUTO L 32-70 180 ZZZ EUX9 PM","1","0290","L","98441191","Front Foil, Hybrid",1,"PC","No",""]
[98822972,"UPM3 AUTO L 32-70 180 ZZZ EUX9 PM","1","0300","L","98451691","Blind plug f/Mini Superseal",1,"PC","No",""]
[98822972,"UPM3 AUTO L 32-70 180 ZZZ EUX9 PM","1","0430","L","98651611","Quick guide UPM3 AUTO L",1,"PC","No",""]
[98822972,"UPM3 AUTO L 32-70 180 ZZZ EUX9 PM","1","0720","L","98692910","#Packaging cpl. half euro pallet 96 pcs.",0.02,"PC","Yes","x","emballage"]
[98824739,"UPM3 SOLAR 15-75 130 CZA EUX9 PM","1","0105","L","98634035","Stator w/housing shot bl. drain pos. 6",1,"PC","Yes",""]
[98824739,"UPM3 SOLAR 15-75 130 CZA EUX9 PM","1","0135","L","98288541","O-ring D15x2",1,"PC","No",""]
[98824739,"UPM3 SOLAR 15-75 130 CZA EUX9 PM","1","0140","L","98460464","Rotor can cpl. D28x41.4 W DEBLOCKING",1,"PC","No",""]
[98824739,"UPM3 SOLAR 15-75 130 CZA EUX9 PM","1","0150","L","97704972","Gasket D82xD70.2x4",1,"PC","No",""]
[98824739,"UPM3 SOLAR 15-75 130 CZA EUX9 PM","1","0220","L","98419135","#axe+roue cpl. UPM3 RS4",1,"PC","Yes","x"]
[98824739,"UPM3 SOLAR 15-75 130 CZA EUX9 PM","1","0230","L","98152261","Hex cap screw M5x16 raw w. Eco-lubric",4,"PC","No",""]
[98824739,"UPM3 SOLAR 15-75 130 CZA EUX9 PM","1","0240","L","98419166","Pump housing DN15-130 1\" CED",1,"PC","No",""]
[98824739,"UPM3 SOLAR 15-75 130 CZA EUX9 PM","1","0260","L","98477859","Ctrl UPM3 PWM Hybrid Super Seal not conf",1,"PC","Yes",""]
[98824739,"UPM3 SOLAR 15-75 130 CZA EUX9 PM","1","0290","L","98677050","Front foil Hybrid, Solar",1,"PC","No",""]
[98824739,"UPM3 SOLAR 15-75 130 CZA EUX9 PM","1","0430","L","98603956","Quick guide UPM3 SOLAR",1,"PC","No",""]
[98824739,"UPM3 SOLAR 15-75 130 CZA EUX9 PM","1","0720","L","98696458","#Packaging cpl. euro pallet 175 pcs.",6.0000000000000001E-3,"ZPC","Yes","x","emballage"]
[98824787,"UPM3 SOLAR 25-75 180 CZJ EUX9 PM","1","0105","L","98634035","Stator w/housing shot bl. drain pos. 6",1,"PC","Yes",""]
[98824787,"UPM3 SOLAR 25-75 180 CZJ EUX9 PM","1","0135","L","98288541","O-ring D15x2",1,"PC","No",""]
[98824787,"UPM3 SOLAR 25-75 180 CZJ EUX9 PM","1","0140","L","98460464","Rotor can cpl. D28x41.4 W DEBLOCKING",1,"PC","No",""]
[98824787,"UPM3 SOLAR 25-75 180 CZJ EUX9 PM","1","0150","L","97704972","Gasket D82xD70.2x4",1,"PC","No",""]
[98824787,"UPM3 SOLAR 25-75 180 CZJ EUX9 PM","1","0220","L","98419135","#axe+roue cpl. UPM3 RS4",1,"PC","Yes","x"]
[98824787,"UPM3 SOLAR 25-75 180 CZJ EUX9 PM","1","0230","L","98152261","Hex cap screw M5x16 raw w. Eco-lubric",4,"PC","No",""]
[98824787,"UPM3 SOLAR 25-75 180 CZJ EUX9 PM","1","0240","L","98446967","Pump housing DN25-180 1 1/2\" CED UPM3",1,"PC","No",""]
[98824787,"UPM3 SOLAR 25-75 180 CZJ EUX9 PM","1","0260","L","98477859","Ctrl UPM3 PWM Hybrid Super Seal not conf",1,"PC","Yes",""]
[98824787,"UPM3 SOLAR 25-75 180 CZJ EUX9 PM","1","0290","L","98677050","Front foil Hybrid, Solar",1,"PC","No",""]
[98824787,"UPM3 SOLAR 25-75 180 CZJ EUX9 PM","1","0430","L","98603956","Quick guide UPM3 SOLAR",1,"PC","No",""]
[98824787,"UPM3 SOLAR 25-75 180 CZJ EUX9 PM","1","0720","L","98692910","#Packaging cpl. half euro pallet 96 pcs.",0.02,"PC","Yes","x","emballage"]
[98824837,"UPM3 AUTO L 25-70 180 ZZZ EUX9 BRV","1","0105","L","98473428","Stator w/housing shot blasted",1,"PC","Yes",""]
[98824837,"UPM3 AUTO L 25-70 180 ZZZ EUX9 BRV","1","0135","L","98288541","O-ring D15x2",1,"PC","No",""]
[98824837,"UPM3 AUTO L 25-70 180 ZZZ EUX9 BRV","1","0140","L","98460464","Rotor can cpl. D28x41.4 W DEBLOCKING",1,"PC","No",""]
[98824837,"UPM3 AUTO L 25-70 180 ZZZ EUX9 BRV","1","0150","L","97704972","Gasket D82xD70.2x4",1,"PC","No",""]
[98824837,"UPM3 AUTO L 25-70 180 ZZZ EUX9 BRV","1","0220","L","98419135","#axe+roue cpl. UPM3 RS4",1,"PC","Yes","x"]
[98824837,"UPM3 AUTO L 25-70 180 ZZZ EUX9 BRV","1","0230","L","98152261","Hex cap screw M5x16 raw w. Eco-lubric",4,"PC","No",""]
[98824837,"UPM3 AUTO L 25-70 180 ZZZ EUX9 BRV","1","0240","L","98446967","Pump housing DN25-180 1 1/2\" CED UPM3",1,"PC","No",""]
[98824837,"UPM3 AUTO L 25-70 180 ZZZ EUX9 BRV","1","0260","L","98477859","Ctrl UPM3 PWM Hybrid Super Seal not conf",1,"PC","Yes",""]
[98824837,"UPM3 AUTO L 25-70 180 ZZZ EUX9 BRV","1","0290","L","98441191","Front Foil, Hybrid",1,"PC","No",""]
[98824837,"UPM3 AUTO L 25-70 180 ZZZ EUX9 BRV","1","0430","L","98651611","Quick guide UPM3 AUTO L",1,"PC","No",""]
[98824837,"UPM3 AUTO L 25-70 180 ZZZ EUX9 BRV","1","0670","L","98616051","Cable cpl. Power UPM3 2000mm",1,"PC","No",""]
[98824837,"UPM3 AUTO L 25-70 180 ZZZ EUX9 BRV","1","0720","L","98692892","#Packaging cpl. euro pallet 150 pcs.",7.0000000000000001E-3,"ZPC","Yes","x","emballage"]
[98824857,"UPM3 FLEX AS 25-70 130 AZJ EUX0 PZA","1","0105","L","98473428","Stator w/housing shot blasted",1,"PC","Yes",""]
[98824857,"UPM3 FLEX AS 25-70 130 AZJ EUX0 PZA","1","0135","L","98288541","O-ring D15x2",1,"PC","No",""]
[98824857,"UPM3 FLEX AS 25-70 130 AZJ EUX0 PZA","1","0140","L","98460464","Rotor can cpl. D28x41.4 W DEBLOCKING",1,"PC","No",""]
[98824857,"UPM3 FLEX AS 25-70 130 AZJ EUX0 PZA","1","0150","L","97704972","Gasket D82xD70.2x4",1,"PC","No",""]
[98824857,"UPM3 FLEX AS 25-70 130 AZJ EUX0 PZA","1","0220","L","98419135","#axe+roue cpl. UPM3 RS4",1,"PC","Yes","x"]
[98824857,"UPM3 FLEX AS 25-70 130 AZJ EUX0 PZA","1","0230","L","98152261","Hex cap screw M5x16 raw w. Eco-lubric",4,"PC","No",""]
[98824857,"UPM3 FLEX AS 25-70 130 AZJ EUX0 PZA","1","0240","L","98446965","Pump housing DN25-130 1 1/2\" CED",1,"PC","No",""]
[98824857,"UPM3 FLEX AS 25-70 130 AZJ EUX0 PZA","1","0260","L","98477859","Ctrl UPM3 PWM Hybrid Super Seal not conf",1,"PC","Yes",""]
[98824857,"UPM3 FLEX AS 25-70 130 AZJ EUX0 PZA","1","0290","L","98441191","Front Foil, Hybrid",1,"PC","No",""]
[98824857,"UPM3 FLEX AS 25-70 130 AZJ EUX0 PZA","1","0300","L","98451691","Blind plug f/Mini Superseal",1,"PC","No",""]
[98824857,"UPM3 FLEX AS 25-70 130 AZJ EUX0 PZA","1","0690","L","98556867","Adapter Superseal Molex UPM3 50mm",1,"PC","No",""]
[98824857,"UPM3 FLEX AS 25-70 130 AZJ EUX0 PZA","1","0720","L","98696458","#Packaging cpl. euro pallet 175 pcs.",6.0000000000000001E-3,"ZPC","Yes","x","emballage"]
[98827251,"UPM3 AUTO L 15-70 130 ZZZ EUX9 PM","1","0105","L","98473428","Stator w/housing shot blasted",1,"PC","Yes",""]
[98827251,"UPM3 AUTO L 15-70 130 ZZZ EUX9 PM","1","0135","L","98288541","O-ring D15x2",1,"PC","No",""]
[98827251,"UPM3 AUTO L 15-70 130 ZZZ EUX9 PM","1","0140","L","98460464","Rotor can cpl. D28x41.4 W DEBLOCKING",1,"PC","No",""]
[98827251,"UPM3 AUTO L 15-70 130 ZZZ EUX9 PM","1","0150","L","97704972","Gasket D82xD70.2x4",1,"PC","No",""]
[98827251,"UPM3 AUTO L 15-70 130 ZZZ EUX9 PM","1","0220","L","98419135","#axe+roue cpl. UPM3 RS4",1,"PC","Yes","x"]
[98827251,"UPM3 AUTO L 15-70 130 ZZZ EUX9 PM","1","0230","L","98152261","Hex cap screw M5x16 raw w. Eco-lubric",4,"PC","No",""]
[98827251,"UPM3 AUTO L 15-70 130 ZZZ EUX9 PM","1","0240","L","98419166","Pump housing DN15-130 1\" CED",1,"PC","No",""]
[98827251,"UPM3 AUTO L 15-70 130 ZZZ EUX9 PM","1","0260","L","98477859","Ctrl UPM3 PWM Hybrid Super Seal not conf",1,"PC","Yes",""]
[98827251,"UPM3 AUTO L 15-70 130 ZZZ EUX9 PM","1","0290","L","98441191","Front Foil, Hybrid",1,"PC","No",""]
[98827251,"UPM3 AUTO L 15-70 130 ZZZ EUX9 PM","1","0300","L","98451691","Blind plug f/Mini Superseal",1,"PC","No",""]
[98827251,"UPM3 AUTO L 15-70 130 ZZZ EUX9 PM","1","0430","L","98651611","Quick guide UPM3 AUTO L",1,"PC","No",""]
[98827251,"UPM3 AUTO L 15-70 130 ZZZ EUX9 PM","1","0720","L","98696458","#Packaging cpl. euro pallet 175 pcs.",6.0000000000000001E-3,"ZPC","Yes","x","emballage"]
[98827841,"UPM3 FLEX AS 15-70 130 AZJ EUX9 AU","1","0105","L","98473428","Stator w/housing shot blasted",1,"PC","Yes",""]
[98827841,"UPM3 FLEX AS 15-70 130 AZJ EUX9 AU","1","0135","L","98288541","O-ring D15x2",1,"PC","No",""]
[98827841,"UPM3 FLEX AS 15-70 130 AZJ EUX9 AU","1","0140","L","98460464","Rotor can cpl. D28x41.4 W DEBLOCKING",1,"PC","No",""]
[98827841,"UPM3 FLEX AS 15-70 130 AZJ EUX9 AU","1","0150","L","97704972","Gasket D82xD70.2x4",1,"PC","No",""]
[98827841,"UPM3 FLEX AS 15-70 130 AZJ EUX9 AU","1","0220","L","98419135","#axe+roue cpl. UPM3 RS4",1,"PC","Yes","x"]
[98827841,"UPM3 FLEX AS 15-70 130 AZJ EUX9 AU","1","0230","L","98152261","Hex cap screw M5x16 raw w. Eco-lubric",4,"PC","No",""]
[98827841,"UPM3 FLEX AS 15-70 130 AZJ EUX9 AU","1","0240","L","98419166","Pump housing DN15-130 1\" CED",1,"PC","No",""]
[98827841,"UPM3 FLEX AS 15-70 130 AZJ EUX9 AU","1","0260","L","98477859","Ctrl UPM3 PWM Hybrid Super Seal not conf",1,"PC","Yes",""]
[98827841,"UPM3 FLEX AS 15-70 130 AZJ EUX9 AU","1","0290","L","98441191","Front Foil, Hybrid",1,"PC","No",""]
[98827841,"UPM3 FLEX AS 15-70 130 AZJ EUX9 AU","1","0670","L","98460260","Cable cpl,. Power UPM3 1000mm",1,"PC","No",""]
[98827841,"UPM3 FLEX AS 15-70 130 AZJ EUX9 AU","1","0680","L","98460256","Cable cpl. Signal UPM3 1000mm",1,"PC","No",""]
[98827841,"UPM3 FLEX AS 15-70 130 AZJ EUX9 AU","1","0720","L","98696458","#Packaging cpl. euro pallet 175 pcs.",6.0000000000000001E-3,"ZPC","Yes","x","emballage"]
[98828217,"UPM3 FLEX AS 25-70 130 AZJ EUX9 AU","1","0105","L","98473428","Stator w/housing shot blasted",1,"PC","Yes",""]
[98828217,"UPM3 FLEX AS 25-70 130 AZJ EUX9 AU","1","0135","L","98288541","O-ring D15x2",1,"PC","No",""]
[98828217,"UPM3 FLEX AS 25-70 130 AZJ EUX9 AU","1","0140","L","98460464","Rotor can cpl. D28x41.4 W DEBLOCKING",1,"PC","No",""]
[98828217,"UPM3 FLEX AS 25-70 130 AZJ EUX9 AU","1","0150","L","97704972","Gasket D82xD70.2x4",1,"PC","No",""]
[98828217,"UPM3 FLEX AS 25-70 130 AZJ EUX9 AU","1","0220","L","98419135","#axe+roue cpl. UPM3 RS4",1,"PC","Yes","x"]
[98828217,"UPM3 FLEX AS 25-70 130 AZJ EUX9 AU","1","0230","L","98152261","Hex cap screw M5x16 raw w. Eco-lubric",4,"PC","No",""]
[98828217,"UPM3 FLEX AS 25-70 130 AZJ EUX9 AU","1","0240","L","98446965","Pump housing DN25-130 1 1/2\" CED",1,"PC","No",""]
[98828217,"UPM3 FLEX AS 25-70 130 AZJ EUX9 AU","1","0260","L","98477859","Ctrl UPM3 PWM Hybrid Super Seal not conf",1,"PC","Yes",""]
[98828217,"UPM3 FLEX AS 25-70 130 AZJ EUX9 AU","1","0290","L","98441191","Front Foil, Hybrid",1,"PC","No",""]
[98828217,"UPM3 FLEX AS 25-70 130 AZJ EUX9 AU","1","0670","L","98460260","Cable cpl,. Power UPM3 1000mm",1,"PC","No",""]
[98828217,"UPM3 FLEX AS 25-70 130 AZJ EUX9 AU","1","0680","L","98460256","Cable cpl. Signal UPM3 1000mm",1,"PC","No",""]
[98828217,"UPM3 FLEX AS 25-70 130 AZJ EUX9 AU","1","0720","L","98696458","#Packaging cpl. euro pallet 175 pcs.",6.0000000000000001E-3,"ZPC","Yes","x","emballage"]
[98828405,"UPM3 HYBRID 25-50 180 ACA EUX9 ARM","1","0105","L","98473428","Stator w/housing shot blasted",1,"PC","Yes",""]
[98828405,"UPM3 HYBRID 25-50 180 ACA EUX9 ARM","1","0135","L","98288541","O-ring D15x2",1,"PC","No",""]
[98828405,"UPM3 HYBRID 25-50 180 ACA EUX9 ARM","1","0140","L","98460464","Rotor can cpl. D28x41.4 W DEBLOCKING",1,"PC","No",""]
[98828405,"UPM3 HYBRID 25-50 180 ACA EUX9 ARM","1","0150","L","97704972","Gasket D82xD70.2x4",1,"PC","No",""]
[98828405,"UPM3 HYBRID 25-50 180 ACA EUX9 ARM","1","0220","L","98419135","#axe+roue cpl. UPM3 RS4",1,"PC","Yes","x"]
[98828405,"UPM3 HYBRID 25-50 180 ACA EUX9 ARM","1","0230","L","98152261","Hex cap screw M5x16 raw w. Eco-lubric",4,"PC","No",""]
[98828405,"UPM3 HYBRID 25-50 180 ACA EUX9 ARM","1","0240","L","98446967","Pump housing DN25-180 1 1/2\" CED UPM3",1,"PC","No",""]
[98828405,"UPM3 HYBRID 25-50 180 ACA EUX9 ARM","1","0260","L","98477859","Ctrl UPM3 PWM Hybrid Super Seal not conf",1,"PC","Yes",""]
[98828405,"UPM3 HYBRID 25-50 180 ACA EUX9 ARM","1","0290","L","98441191","Front Foil, Hybrid",1,"PC","No",""]
[98828405,"UPM3 HYBRID 25-50 180 ACA EUX9 ARM","1","0440","L","520046","JOINT POUR R.U.  44X32X2",2,"PC","No",""]
[98828405,"UPM3 HYBRID 25-50 180 ACA EUX9 ARM","1","0670","L","98373382","Cable cpl. Power UPM3 2000mm",1,"PC","No",""]
[98828405,"UPM3 HYBRID 25-50 180 ACA EUX9 ARM","1","0680","L","98347385","Cable cpl. Signal UPM3 2000mm",1,"PC","No",""]
[98828405,"UPM3 HYBRID 25-50 180 ACA EUX9 ARM","1","0720","L","98692910","#Packaging cpl. half euro pallet 96 pcs.",0.02,"PC","Yes","x","emballage"]
[98829559,"UPM3 SOLAR 25-75 180 CZJ EUX9 OV","1","0105","L","98634035","Stator w/housing shot bl. drain pos. 6",1,"PC","Yes",""]
[98829559,"UPM3 SOLAR 25-75 180 CZJ EUX9 OV","1","0135","L","98288541","O-ring D15x2",1,"PC","No",""]
[98829559,"UPM3 SOLAR 25-75 180 CZJ EUX9 OV","1","0140","L","98460464","Rotor can cpl. D28x41.4 W DEBLOCKING",1,"PC","No",""]
[98829559,"UPM3 SOLAR 25-75 180 CZJ EUX9 OV","1","0150","L","97704972","Gasket D82xD70.2x4",1,"PC","No",""]
[98829559,"UPM3 SOLAR 25-75 180 CZJ EUX9 OV","1","0220","L","98419135","#axe+roue cpl. UPM3 RS4",1,"PC","Yes","x"]
[98829559,"UPM3 SOLAR 25-75 180 CZJ EUX9 OV","1","0230","L","98152261","Hex cap screw M5x16 raw w. Eco-lubric",4,"PC","No",""]
[98829559,"UPM3 SOLAR 25-75 180 CZJ EUX9 OV","1","0240","L","98446967","Pump housing DN25-180 1 1/2\" CED UPM3",1,"PC","No",""]
[98829559,"UPM3 SOLAR 25-75 180 CZJ EUX9 OV","1","0260","L","98477859","Ctrl UPM3 PWM Hybrid Super Seal not conf",1,"PC","Yes",""]
[98829559,"UPM3 SOLAR 25-75 180 CZJ EUX9 OV","1","0290","L","98677050","Front foil Hybrid, Solar",1,"PC","No",""]
[98829559,"UPM3 SOLAR 25-75 180 CZJ EUX9 OV","1","0670","L","98460258","Cable cpl. Power UPM3 1000mm",1,"PC","No",""]
[98829559,"UPM3 SOLAR 25-75 180 CZJ EUX9 OV","1","0680","L","98460256","Cable cpl. Signal UPM3 1000mm",1,"PC","No",""]
[98829559,"UPM3 SOLAR 25-75 180 CZJ EUX9 OV","1","0720","L","98692910","#Packaging cpl. half euro pallet 96 pcs.",0.02,"PC","Yes","x","emballage"]
[98832965,"UPM3 SOLAR 15-75 130 CZA EUY9 PM","1","0105","L","98634035","Stator w/housing shot bl. drain pos. 6",1,"PC","Yes",""]
[98832965,"UPM3 SOLAR 15-75 130 CZA EUY9 PM","1","0135","L","98288541","O-ring D15x2",1,"PC","No",""]
[98832965,"UPM3 SOLAR 15-75 130 CZA EUY9 PM","1","0140","L","98460464","Rotor can cpl. D28x41.4 W DEBLOCKING",1,"PC","No",""]
[98832965,"UPM3 SOLAR 15-75 130 CZA EUY9 PM","1","0150","L","97704972","Gasket D82xD70.2x4",1,"PC","No",""]
[98832965,"UPM3 SOLAR 15-75 130 CZA EUY9 PM","1","0220","L","98419135","#axe+roue cpl. UPM3 RS4",1,"PC","Yes","x"]
[98832965,"UPM3 SOLAR 15-75 130 CZA EUY9 PM","1","0230","L","98152261","Hex cap screw M5x16 raw w. Eco-lubric",4,"PC","No",""]
[98832965,"UPM3 SOLAR 15-75 130 CZA EUY9 PM","1","0240","L","98419166","Pump housing DN15-130 1\" CED",1,"PC","No",""]
[98832965,"UPM3 SOLAR 15-75 130 CZA EUY9 PM","1","0260","L","98680749","Ctrl UPM3 PWM Hybrid FCI not config",1,"PC","No",""]
[98832965,"UPM3 SOLAR 15-75 130 CZA EUY9 PM","1","0290","L","98677050","Front foil Hybrid, Solar",1,"PC","No",""]
[98832965,"UPM3 SOLAR 15-75 130 CZA EUY9 PM","1","0305","L","98451798","Lock for FCI Connection",1,"PC","No",""]
[98832965,"UPM3 SOLAR 15-75 130 CZA EUY9 PM","1","0430","L","98603956","Quick guide UPM3 SOLAR",1,"PC","No",""]
[98832965,"UPM3 SOLAR 15-75 130 CZA EUY9 PM","1","0720","L","98696458","#Packaging cpl. euro pallet 175 pcs.",6.0000000000000001E-3,"ZPC","Yes","x","emballage"]
[98833641,"UPM3 15-75 130 CZA EUX6 TAO","1","0105","L","98473428","Stator w/housing shot blasted",1,"PC","Yes",""]
[98833641,"UPM3 15-75 130 CZA EUX6 TAO","1","0135","L","98288541","O-ring D15x2",1,"PC","No",""]
[98833641,"UPM3 15-75 130 CZA EUX6 TAO","1","0140","L","98460464","Rotor can cpl. D28x41.4 W DEBLOCKING",1,"PC","No",""]
[98833641,"UPM3 15-75 130 CZA EUX6 TAO","1","0150","L","97704972","Gasket D82xD70.2x4",1,"PC","No",""]
[98833641,"UPM3 15-75 130 CZA EUX6 TAO","1","0220","L","98419135","#axe+roue cpl. UPM3 RS4",1,"PC","Yes","x"]
[98833641,"UPM3 15-75 130 CZA EUX6 TAO","1","0230","L","98152261","Hex cap screw M5x16 raw w. Eco-lubric",4,"PC","No",""]
[98833641,"UPM3 15-75 130 CZA EUX6 TAO","1","0240","L","98419166","Pump housing DN15-130 1\" CED",1,"PC","No",""]
[98833641,"UPM3 15-75 130 CZA EUX6 TAO","1","0260","L","98288597","Ctrl UPM3 PWM Super Seal not config",1,"PC","No",""]
[98833641,"UPM3 15-75 130 CZA EUX6 TAO","1","0290","L","98354083","Front Foil, PWM",1,"PC","No",""]
[98833641,"UPM3 15-75 130 CZA EUX6 TAO","1","0430","L","98603954","Quick guide UPM3 PWM",1,"PC","No",""]
[98833641,"UPM3 15-75 130 CZA EUX6 TAO","1","0670","L","98460260","Cable cpl,. Power UPM3 1000mm",1,"PC","No",""]
[98833641,"UPM3 15-75 130 CZA EUX6 TAO","1","0680","L","98460256","Cable cpl. Signal UPM3 1000mm",1,"PC","No",""]
[98833641,"UPM3 15-75 130 CZA EUX6 TAO","1","0720","L","98692923","#Packaging cpl. half euro pallet 96 pcs.",0.02,"PC","Yes","x","emballage"]
[98834727,"UPM3 25-75 180 AZA EUX0 VAR","1","0105","L","98473428","Stator w/housing shot blasted",1,"PC","Yes",""]
[98834727,"UPM3 25-75 180 AZA EUX0 VAR","1","0135","L","98288541","O-ring D15x2",1,"PC","No",""]
[98834727,"UPM3 25-75 180 AZA EUX0 VAR","1","0140","L","98460464","Rotor can cpl. D28x41.4 W DEBLOCKING",1,"PC","No",""]
[98834727,"UPM3 25-75 180 AZA EUX0 VAR","1","0150","L","97704972","Gasket D82xD70.2x4",1,"PC","No",""]
[98834727,"UPM3 25-75 180 AZA EUX0 VAR","1","0220","L","98419135","#axe+roue cpl. UPM3 RS4",1,"PC","Yes","x"]
[98834727,"UPM3 25-75 180 AZA EUX0 VAR","1","0230","L","98152261","Hex cap screw M5x16 raw w. Eco-lubric",4,"PC","No",""]
[98834727,"UPM3 25-75 180 AZA EUX0 VAR","1","0240","L","98446967","Pump housing DN25-180 1 1/2\" CED UPM3",1,"PC","No",""]
[98834727,"UPM3 25-75 180 AZA EUX0 VAR","1","0260","L","98288597","Ctrl UPM3 PWM Super Seal not config",1,"PC","No",""]
[98834727,"UPM3 25-75 180 AZA EUX0 VAR","1","0290","L","98354083","Front Foil, PWM",1,"PC","No",""]
[98834727,"UPM3 25-75 180 AZA EUX0 VAR","1","0670","L","98460260","Cable cpl,. Power UPM3 1000mm",1,"PC","No",""]
[98834727,"UPM3 25-75 180 AZA EUX0 VAR","1","0680","L","98460256","Cable cpl. Signal UPM3 1000mm",1,"PC","No",""]
[98834727,"UPM3 25-75 180 AZA EUX0 VAR","1","0720","L","98692910","#Packaging cpl. half euro pallet 96 pcs.",0.02,"PC","Yes","x","emballage"]
[98834853,"UPM3 SOLAR 25-75 130 CZA EUY9 OV","1","0105","L","98634035","Stator w/housing shot bl. drain pos. 6",1,"PC","Yes",""]
[98834853,"UPM3 SOLAR 25-75 130 CZA EUY9 OV","1","0135","L","98288541","O-ring D15x2",1,"PC","No",""]
[98834853,"UPM3 SOLAR 25-75 130 CZA EUY9 OV","1","0140","L","98460464","Rotor can cpl. D28x41.4 W DEBLOCKING",1,"PC","No",""]
[98834853,"UPM3 SOLAR 25-75 130 CZA EUY9 OV","1","0150","L","97704972","Gasket D82xD70.2x4",1,"PC","No",""]
[98834853,"UPM3 SOLAR 25-75 130 CZA EUY9 OV","1","0220","L","98419135","#axe+roue cpl. UPM3 RS4",1,"PC","Yes","x"]
[98834853,"UPM3 SOLAR 25-75 130 CZA EUY9 OV","1","0230","L","98152261","Hex cap screw M5x16 raw w. Eco-lubric",4,"PC","No",""]
[98834853,"UPM3 SOLAR 25-75 130 CZA EUY9 OV","1","0240","L","98446965","Pump housing DN25-130 1 1/2\" CED",1,"PC","No",""]
[98834853,"UPM3 SOLAR 25-75 130 CZA EUY9 OV","1","0260","L","98680749","Ctrl UPM3 PWM Hybrid FCI not config",1,"PC","No",""]
[98834853,"UPM3 SOLAR 25-75 130 CZA EUY9 OV","1","0290","L","98677050","Front foil Hybrid, Solar",1,"PC","No",""]
[98834853,"UPM3 SOLAR 25-75 130 CZA EUY9 OV","1","0305","L","98451798","Lock for FCI Connection",1,"PC","No",""]
[98834853,"UPM3 SOLAR 25-75 130 CZA EUY9 OV","1","0430","L","98603956","Quick guide UPM3 SOLAR",1,"PC","No",""]
[98834853,"UPM3 SOLAR 25-75 130 CZA EUY9 OV","1","0440","L","520046","JOINT POUR R.U.  44X32X2",2,"PC","No",""]
[98834853,"UPM3 SOLAR 25-75 130 CZA EUY9 OV","1","0670","L","98616051","Cable cpl. Power UPM3 2000mm",1,"PC","No",""]
[98834853,"UPM3 SOLAR 25-75 130 CZA EUY9 OV","1","0720","L","98696458","#Packaging cpl. euro pallet 175 pcs.",6.0000000000000001E-3,"PC","Yes","x","emballage"]
[98834884,"UPM3 SOLAR 15-75 130 CZA EUY9 OV","1","0105","L","98634035","Stator w/housing shot bl. drain pos. 6",1,"PC","Yes",""]
[98834884,"UPM3 SOLAR 15-75 130 CZA EUY9 OV","1","0135","L","98288541","O-ring D15x2",1,"PC","No",""]
[98834884,"UPM3 SOLAR 15-75 130 CZA EUY9 OV","1","0140","L","98460464","Rotor can cpl. D28x41.4 W DEBLOCKING",1,"PC","No",""]
[98834884,"UPM3 SOLAR 15-75 130 CZA EUY9 OV","1","0150","L","97704972","Gasket D82xD70.2x4",1,"PC","No",""]
[98834884,"UPM3 SOLAR 15-75 130 CZA EUY9 OV","1","0220","L","98419135","#axe+roue cpl. UPM3 RS4",1,"PC","Yes","x"]
[98834884,"UPM3 SOLAR 15-75 130 CZA EUY9 OV","1","0230","L","98152261","Hex cap screw M5x16 raw w. Eco-lubric",4,"PC","No",""]
[98834884,"UPM3 SOLAR 15-75 130 CZA EUY9 OV","1","0240","L","98419166","Pump housing DN15-130 1\" CED",1,"PC","No",""]
[98834884,"UPM3 SOLAR 15-75 130 CZA EUY9 OV","1","0260","L","98680749","Ctrl UPM3 PWM Hybrid FCI not config",1,"PC","No",""]
[98834884,"UPM3 SOLAR 15-75 130 CZA EUY9 OV","1","0290","L","98677050","Front foil Hybrid, Solar",1,"PC","No",""]
[98834884,"UPM3 SOLAR 15-75 130 CZA EUY9 OV","1","0305","L","98451798","Lock for FCI Connection",1,"PC","No",""]
[98834884,"UPM3 SOLAR 15-75 130 CZA EUY9 OV","1","0430","L","98603956","Quick guide UPM3 SOLAR",1,"PC","No",""]
[98834884,"UPM3 SOLAR 15-75 130 CZA EUY9 OV","1","0440","L","504023","JOINT 1\" 29/23X2",2,"PC","No",""]
[98834884,"UPM3 SOLAR 15-75 130 CZA EUY9 OV","1","0670","L","98373382","Cable cpl. Power UPM3 2000mm",1,"PC","No",""]
[98834884,"UPM3 SOLAR 15-75 130 CZA EUY9 OV","1","0680","L","97940991","Signal cable UPM2",1,"PC","No",""]
[98834884,"UPM3 SOLAR 15-75 130 CZA EUY9 OV","1","0720","L","98696458","#Packaging cpl. euro pallet 175 pcs.",6.0000000000000001E-3,"PC","Yes","x","emballage"]
[98834897,"UPM3 SOLAR 25-75 130 CZA EUY9 AE","1","0105","L","98634035","Stator w/housing shot bl. drain pos. 6",1,"PC","Yes",""]
[98834897,"UPM3 SOLAR 25-75 130 CZA EUY9 AE","1","0135","L","98288541","O-ring D15x2",1,"PC","No",""]
[98834897,"UPM3 SOLAR 25-75 130 CZA EUY9 AE","1","0140","L","98460464","Rotor can cpl. D28x41.4 W DEBLOCKING",1,"PC","No",""]
[98834897,"UPM3 SOLAR 25-75 130 CZA EUY9 AE","1","0150","L","97704972","Gasket D82xD70.2x4",1,"PC","No",""]
[98834897,"UPM3 SOLAR 25-75 130 CZA EUY9 AE","1","0220","L","98419135","#axe+roue cpl. UPM3 RS4",1,"PC","Yes","x"]
[98834897,"UPM3 SOLAR 25-75 130 CZA EUY9 AE","1","0230","L","98152261","Hex cap screw M5x16 raw w. Eco-lubric",4,"PC","No",""]
[98834897,"UPM3 SOLAR 25-75 130 CZA EUY9 AE","1","0240","L","98446965","Pump housing DN25-130 1 1/2\" CED",1,"PC","No",""]
[98834897,"UPM3 SOLAR 25-75 130 CZA EUY9 AE","1","0260","L","98680749","Ctrl UPM3 PWM Hybrid FCI not config",1,"PC","No",""]
[98834897,"UPM3 SOLAR 25-75 130 CZA EUY9 AE","1","0290","L","98677050","Front foil Hybrid, Solar",1,"PC","No",""]
[98834897,"UPM3 SOLAR 25-75 130 CZA EUY9 AE","1","0305","L","98451798","Lock for FCI Connection",1,"PC","No",""]
[98834897,"UPM3 SOLAR 25-75 130 CZA EUY9 AE","1","0430","L","98603956","Quick guide UPM3 SOLAR",1,"PC","No",""]
[98834897,"UPM3 SOLAR 25-75 130 CZA EUY9 AE","1","0670","L","98616051","Cable cpl. Power UPM3 2000mm",1,"PC","No",""]
[98834897,"UPM3 SOLAR 25-75 130 CZA EUY9 AE","1","0680","L","97940991","Signal cable UPM2",1,"PC","No",""]
[98834897,"UPM3 SOLAR 25-75 130 CZA EUY9 AE","1","0720","L","98696458","#Packaging cpl. euro pallet 175 pcs.",6.0000000000000001E-3,"PC","Yes","x","emballage"]
[98834900,"UPM3 SOLAR 15-75 130 CZA EUY9 AE","1","0105","L","98634035","Stator w/housing shot bl. drain pos. 6",1,"PC","Yes",""]
[98834900,"UPM3 SOLAR 15-75 130 CZA EUY9 AE","1","0135","L","98288541","O-ring D15x2",1,"PC","No",""]
[98834900,"UPM3 SOLAR 15-75 130 CZA EUY9 AE","1","0140","L","98460464","Rotor can cpl. D28x41.4 W DEBLOCKING",1,"PC","No",""]
[98834900,"UPM3 SOLAR 15-75 130 CZA EUY9 AE","1","0150","L","97704972","Gasket D82xD70.2x4",1,"PC","No",""]
[98834900,"UPM3 SOLAR 15-75 130 CZA EUY9 AE","1","0220","L","98419135","#axe+roue cpl. UPM3 RS4",1,"PC","Yes","x"]
[98834900,"UPM3 SOLAR 15-75 130 CZA EUY9 AE","1","0230","L","98152261","Hex cap screw M5x16 raw w. Eco-lubric",4,"PC","No",""]
[98834900,"UPM3 SOLAR 15-75 130 CZA EUY9 AE","1","0240","L","98419166","Pump housing DN15-130 1\" CED",1,"PC","No",""]
[98834900,"UPM3 SOLAR 15-75 130 CZA EUY9 AE","1","0260","L","98680749","Ctrl UPM3 PWM Hybrid FCI not config",1,"PC","No",""]
[98834900,"UPM3 SOLAR 15-75 130 CZA EUY9 AE","1","0290","L","98677050","Front foil Hybrid, Solar",1,"PC","No",""]
[98834900,"UPM3 SOLAR 15-75 130 CZA EUY9 AE","1","0305","L","98451798","Lock for FCI Connection",1,"PC","No",""]
[98834900,"UPM3 SOLAR 15-75 130 CZA EUY9 AE","1","0430","L","98603956","Quick guide UPM3 SOLAR",1,"PC","No",""]
[98834900,"UPM3 SOLAR 15-75 130 CZA EUY9 AE","1","0670","L","98373382","Cable cpl. Power UPM3 2000mm",1,"PC","No",""]
[98834900,"UPM3 SOLAR 15-75 130 CZA EUY9 AE","1","0680","L","97940991","Signal cable UPM2",1,"PC","No",""]
[98834900,"UPM3 SOLAR 15-75 130 CZA EUY9 AE","1","0720","L","98696458","#Packaging cpl. euro pallet 175 pcs.",6.0000000000000001E-3,"PC","Yes","x","emballage"]
[98835513,"UPM3 AUTO L 25-70 180 ZZZ EUX9 LAE","1","0105","L","98473428","Stator w/housing shot blasted",1,"PC","Yes",""]
[98835513,"UPM3 AUTO L 25-70 180 ZZZ EUX9 LAE","1","0135","L","98288541","O-ring D15x2",1,"PC","No",""]
[98835513,"UPM3 AUTO L 25-70 180 ZZZ EUX9 LAE","1","0140","L","98460464","Rotor can cpl. D28x41.4 W DEBLOCKING",1,"PC","No",""]
[98835513,"UPM3 AUTO L 25-70 180 ZZZ EUX9 LAE","1","0150","L","97704972","Gasket D82xD70.2x4",1,"PC","No",""]
[98835513,"UPM3 AUTO L 25-70 180 ZZZ EUX9 LAE","1","0220","L","98419135","#axe+roue cpl. UPM3 RS4",1,"PC","Yes","x"]
[98835513,"UPM3 AUTO L 25-70 180 ZZZ EUX9 LAE","1","0230","L","98152261","Hex cap screw M5x16 raw w. Eco-lubric",4,"PC","No",""]
[98835513,"UPM3 AUTO L 25-70 180 ZZZ EUX9 LAE","1","0240","L","98446967","Pump housing DN25-180 1 1/2\" CED UPM3",1,"PC","No",""]
[98835513,"UPM3 AUTO L 25-70 180 ZZZ EUX9 LAE","1","0260","L","98477859","Ctrl UPM3 PWM Hybrid Super Seal not conf",1,"PC","Yes",""]
[98835513,"UPM3 AUTO L 25-70 180 ZZZ EUX9 LAE","1","0290","L","98441191","Front Foil, Hybrid",1,"PC","No",""]
[98835513,"UPM3 AUTO L 25-70 180 ZZZ EUX9 LAE","1","0300","L","98451691","Blind plug f/Mini Superseal",1,"PC","No",""]
[98835513,"UPM3 AUTO L 25-70 180 ZZZ EUX9 LAE","1","0670","L","98373382","Cable cpl. Power UPM3 2000mm",1,"PC","No",""]
[98835513,"UPM3 AUTO L 25-70 180 ZZZ EUX9 LAE","1","0720","L","98692910","#Packaging cpl. half euro pallet 96 pcs.",0.02,"PC","Yes","x","emballage"]
[98835669,"UPM3 SOLAR 25-75 180 CZA EUX9 OV","1","0105","L","98634035","Stator w/housing shot bl. drain pos. 6",1,"PC","Yes",""]
[98835669,"UPM3 SOLAR 25-75 180 CZA EUX9 OV","1","0135","L","98288541","O-ring D15x2",1,"PC","No",""]
[98835669,"UPM3 SOLAR 25-75 180 CZA EUX9 OV","1","0140","L","98460464","Rotor can cpl. D28x41.4 W DEBLOCKING",1,"PC","No",""]
[98835669,"UPM3 SOLAR 25-75 180 CZA EUX9 OV","1","0150","L","97704972","Gasket D82xD70.2x4",1,"PC","No",""]
[98835669,"UPM3 SOLAR 25-75 180 CZA EUX9 OV","1","0220","L","98419135","#axe+roue cpl. UPM3 RS4",1,"PC","Yes","x"]
[98835669,"UPM3 SOLAR 25-75 180 CZA EUX9 OV","1","0230","L","98152261","Hex cap screw M5x16 raw w. Eco-lubric",4,"PC","No",""]
[98835669,"UPM3 SOLAR 25-75 180 CZA EUX9 OV","1","0240","L","98446967","Pump housing DN25-180 1 1/2\" CED UPM3",1,"PC","No",""]
[98835669,"UPM3 SOLAR 25-75 180 CZA EUX9 OV","1","0260","L","98477859","Ctrl UPM3 PWM Hybrid Super Seal not conf",1,"PC","Yes",""]
[98835669,"UPM3 SOLAR 25-75 180 CZA EUX9 OV","1","0290","L","98677050","Front foil Hybrid, Solar",1,"PC","No",""]
[98835669,"UPM3 SOLAR 25-75 180 CZA EUX9 OV","1","0430","L","98603956","Quick guide UPM3 SOLAR",1,"PC","No",""]
[98835669,"UPM3 SOLAR 25-75 180 CZA EUX9 OV","1","0670","L","98616051","Cable cpl. Power UPM3 2000mm",1,"PC","No",""]
[98835669,"UPM3 SOLAR 25-75 180 CZA EUX9 OV","1","0680","L","98347385","Cable cpl. Signal UPM3 2000mm",1,"PC","No",""]
[98835669,"UPM3 SOLAR 25-75 180 CZA EUX9 OV","1","0720","L","98692892","#Packaging cpl. euro pallet 150 pcs.",1,"PC","Yes","x","emballage"]
[98835697,"UPM3 15-70 130 AZA EUY0 TX","1","0105","L","98473428","Stator w/housing shot blasted",1,"PC","Yes",""]
[98835697,"UPM3 15-70 130 AZA EUY0 TX","1","0135","L","98288541","O-ring D15x2",1,"PC","No",""]
[98835697,"UPM3 15-70 130 AZA EUY0 TX","1","0140","L","98460464","Rotor can cpl. D28x41.4 W DEBLOCKING",1,"PC","No",""]
[98835697,"UPM3 15-70 130 AZA EUY0 TX","1","0150","L","97704972","Gasket D82xD70.2x4",1,"PC","No",""]
[98835697,"UPM3 15-70 130 AZA EUY0 TX","1","0220","L","98419135","#axe+roue cpl. UPM3 RS4",1,"PC","Yes","x"]
[98835697,"UPM3 15-70 130 AZA EUY0 TX","1","0230","L","98152261","Hex cap screw M5x16 raw w. Eco-lubric",4,"PC","No",""]
[98835697,"UPM3 15-70 130 AZA EUY0 TX","1","0240","L","98419166","Pump housing DN15-130 1\" CED",1,"PC","No",""]
[98835697,"UPM3 15-70 130 AZA EUY0 TX","1","0260","L","98478042","Ctrl UPM3 PWM FCI not config",1,"PC","Yes",""]
[98835697,"UPM3 15-70 130 AZA EUY0 TX","1","0290","L","98354083","Front Foil, PWM",1,"PC","No",""]
[98835697,"UPM3 15-70 130 AZA EUY0 TX","1","0305","L","98451798","Lock for FCI Connection",1,"PC","No",""]
[98835697,"UPM3 15-70 130 AZA EUY0 TX","1","0430","L","98603954","Quick guide UPM3 PWM",1,"PC","No",""]
[98835697,"UPM3 15-70 130 AZA EUY0 TX","1","0670","L","98460258","Cable cpl. Power UPM3 1000mm",1,"PC","No",""]
[98835697,"UPM3 15-70 130 AZA EUY0 TX","1","0680","L","96488940","Cable signal cpl UPER 700mm STD",1,"PC","No",""]
[98835697,"UPM3 15-70 130 AZA EUY0 TX","1","0720","L","98696458","#Packaging cpl. euro pallet 175 pcs.",6.0000000000000001E-3,"PC","Yes","x","emballage"]
[98836200,"UPM3 FLEX AS 25-70 130 AZJ EUX9 KER","1","0105","L","98473428","Stator w/housing shot blasted",1,"PC","Yes",""]
[98836200,"UPM3 FLEX AS 25-70 130 AZJ EUX9 KER","1","0135","L","98288541","O-ring D15x2",1,"PC","No",""]
[98836200,"UPM3 FLEX AS 25-70 130 AZJ EUX9 KER","1","0140","L","98460464","Rotor can cpl. D28x41.4 W DEBLOCKING",1,"PC","No",""]
[98836200,"UPM3 FLEX AS 25-70 130 AZJ EUX9 KER","1","0150","L","97704972","Gasket D82xD70.2x4",1,"PC","No",""]
[98836200,"UPM3 FLEX AS 25-70 130 AZJ EUX9 KER","1","0220","L","98419135","#axe+roue cpl. UPM3 RS4",1,"PC","Yes","x"]
[98836200,"UPM3 FLEX AS 25-70 130 AZJ EUX9 KER","1","0230","L","98152261","Hex cap screw M5x16 raw w. Eco-lubric",4,"PC","No",""]
[98836200,"UPM3 FLEX AS 25-70 130 AZJ EUX9 KER","1","0240","L","98446965","Pump housing DN25-130 1 1/2\" CED",1,"PC","No",""]
[98836200,"UPM3 FLEX AS 25-70 130 AZJ EUX9 KER","1","0260","L","98477859","Ctrl UPM3 PWM Hybrid Super Seal not conf",1,"PC","Yes",""]
[98836200,"UPM3 FLEX AS 25-70 130 AZJ EUX9 KER","1","0290","L","98441191","Front Foil, Hybrid",1,"PC","No",""]
[98836200,"UPM3 FLEX AS 25-70 130 AZJ EUX9 KER","1","0670","L","98460260","Cable cpl,. Power UPM3 1000mm",1,"PC","No",""]
[98836200,"UPM3 FLEX AS 25-70 130 AZJ EUX9 KER","1","0720","L","98692923","#Packaging cpl. half euro pallet 96 pcs.",0.02,"PC","Yes","x","emballage"]
[98836387,"UPM3 SOLAR 15-75 130 CZA EUX9 PM","1","0105","L","98634035","Stator w/housing shot bl. drain pos. 6",1,"PC","Yes",""]
[98836387,"UPM3 SOLAR 15-75 130 CZA EUX9 PM","1","0135","L","98288541","O-ring D15x2",1,"PC","No",""]
[98836387,"UPM3 SOLAR 15-75 130 CZA EUX9 PM","1","0140","L","98460464","Rotor can cpl. D28x41.4 W DEBLOCKING",1,"PC","No",""]
[98836387,"UPM3 SOLAR 15-75 130 CZA EUX9 PM","1","0150","L","97704972","Gasket D82xD70.2x4",1,"PC","No",""]
[98836387,"UPM3 SOLAR 15-75 130 CZA EUX9 PM","1","0220","L","98419135","#axe+roue cpl. UPM3 RS4",1,"PC","Yes","x"]
[98836387,"UPM3 SOLAR 15-75 130 CZA EUX9 PM","1","0230","L","98152261","Hex cap screw M5x16 raw w. Eco-lubric",4,"PC","No",""]
[98836387,"UPM3 SOLAR 15-75 130 CZA EUX9 PM","1","0240","L","98419166","Pump housing DN15-130 1\" CED",1,"PC","No",""]
[98836387,"UPM3 SOLAR 15-75 130 CZA EUX9 PM","1","0260","L","98477859","Ctrl UPM3 PWM Hybrid Super Seal not conf",1,"PC","Yes",""]
[98836387,"UPM3 SOLAR 15-75 130 CZA EUX9 PM","1","0290","L","98677050","Front foil Hybrid, Solar",1,"PC","No",""]
[98836387,"UPM3 SOLAR 15-75 130 CZA EUX9 PM","1","0430","L","98603956","Quick guide UPM3 SOLAR",1,"PC","No",""]
[98836387,"UPM3 SOLAR 15-75 130 CZA EUX9 PM","1","0720","L","98696458","#Packaging cpl. euro pallet 175 pcs.",6.0000000000000001E-3,"PC","Yes","x","emballage"]
[98838263,"UPM3 25-70 180 AZJ EUX9 VAI","1","0105","L","98473428","Stator w/housing shot blasted",1,"PC","Yes",""]
[98838263,"UPM3 25-70 180 AZJ EUX9 VAI","1","0135","L","98288541","O-ring D15x2",1,"PC","No",""]
[98838263,"UPM3 25-70 180 AZJ EUX9 VAI","1","0140","L","98460464","Rotor can cpl. D28x41.4 W DEBLOCKING",1,"PC","No",""]
[98838263,"UPM3 25-70 180 AZJ EUX9 VAI","1","0150","L","97704972","Gasket D82xD70.2x4",1,"PC","No",""]
[98838263,"UPM3 25-70 180 AZJ EUX9 VAI","1","0220","L","98419135","#axe+roue cpl. UPM3 RS4",1,"PC","Yes","x"]
[98838263,"UPM3 25-70 180 AZJ EUX9 VAI","1","0230","L","98152261","Hex cap screw M5x16 raw w. Eco-lubric",4,"PC","No",""]
[98838263,"UPM3 25-70 180 AZJ EUX9 VAI","1","0240","L","98446967","Pump housing DN25-180 1 1/2\" CED UPM3",1,"PC","No",""]
[98838263,"UPM3 25-70 180 AZJ EUX9 VAI","1","0260","L","98288597","Ctrl UPM3 PWM Super Seal not config",1,"PC","No",""]
[98838263,"UPM3 25-70 180 AZJ EUX9 VAI","1","0290","L","98354083","Front Foil, PWM",1,"PC","No",""]
[98838263,"UPM3 25-70 180 AZJ EUX9 VAI","1","0300","L","98451691","Blind plug f/Mini Superseal",1,"PC","No",""]
[98838263,"UPM3 25-70 180 AZJ EUX9 VAI","1","0515","L","591406","#OEM label blank  90x140",1,"PC","Yes","x"]
[98838263,"UPM3 25-70 180 AZJ EUX9 VAI","1","0670","L","98460260","Cable cpl,. Power UPM3 1000mm",1,"PC","No",""]
[98838263,"UPM3 25-70 180 AZJ EUX9 VAI","1","0720","L","98692910","#Packaging cpl. half euro pallet 96 pcs.",0.02,"PC","Yes","x","emballage"]
[98838477,"UPM3 AUTO 25-70 180 ZZZ EUX0 VAI","1","0105","L","98473428","Stator w/housing shot blasted",1,"PC","Yes",""]
[98838477,"UPM3 AUTO 25-70 180 ZZZ EUX0 VAI","1","0135","L","98288541","O-ring D15x2",1,"PC","No",""]
[98838477,"UPM3 AUTO 25-70 180 ZZZ EUX0 VAI","1","0140","L","98460464","Rotor can cpl. D28x41.4 W DEBLOCKING",1,"PC","No",""]
[98838477,"UPM3 AUTO 25-70 180 ZZZ EUX0 VAI","1","0150","L","97704972","Gasket D82xD70.2x4",1,"PC","No",""]
[98838477,"UPM3 AUTO 25-70 180 ZZZ EUX0 VAI","1","0220","L","98419135","#axe+roue cpl. UPM3 RS4",1,"PC","Yes","x"]
[98838477,"UPM3 AUTO 25-70 180 ZZZ EUX0 VAI","1","0230","L","98152261","Hex cap screw M5x16 raw w. Eco-lubric",4,"PC","No",""]
[98838477,"UPM3 AUTO 25-70 180 ZZZ EUX0 VAI","1","0240","L","98446967","Pump housing DN25-180 1 1/2\" CED UPM3",1,"PC","No",""]
[98838477,"UPM3 AUTO 25-70 180 ZZZ EUX0 VAI","1","0260","L","98477859","Ctrl UPM3 PWM Hybrid Super Seal not conf",1,"PC","Yes",""]
[98838477,"UPM3 AUTO 25-70 180 ZZZ EUX0 VAI","1","0290","L","98441191","Front Foil, Hybrid",1,"PC","No",""]
[98838477,"UPM3 AUTO 25-70 180 ZZZ EUX0 VAI","1","0300","L","98451691","Blind plug f/Mini Superseal",1,"PC","No",""]
[98838477,"UPM3 AUTO 25-70 180 ZZZ EUX0 VAI","1","0430","L","98651459","Quick guide UPM3 AUTO",1,"PC","No",""]
[98838477,"UPM3 AUTO 25-70 180 ZZZ EUX0 VAI","1","0440","L","520046","JOINT POUR R.U.  44X32X2",2,"PC","No",""]
[98838477,"UPM3 AUTO 25-70 180 ZZZ EUX0 VAI","1","0670","L","98460260","Cable cpl,. Power UPM3 1000mm",1,"PC","No",""]
[98838477,"UPM3 AUTO 25-70 180 ZZZ EUX0 VAI","1","0720","L","98692892","#Packaging cpl. euro pallet 150 pcs.",7.0000000000000001E-3,"PC","Yes","x","emballage"]
[98838518,"UPM3 AUTO L 25-70 180 ZZZ EUX0 VAI","1","0105","L","98473428","Stator w/housing shot blasted",1,"PC","Yes",""]
[98838518,"UPM3 AUTO L 25-70 180 ZZZ EUX0 VAI","1","0135","L","98288541","O-ring D15x2",1,"PC","No",""]
[98838518,"UPM3 AUTO L 25-70 180 ZZZ EUX0 VAI","1","0140","L","98460464","Rotor can cpl. D28x41.4 W DEBLOCKING",1,"PC","No",""]
[98838518,"UPM3 AUTO L 25-70 180 ZZZ EUX0 VAI","1","0150","L","97704972","Gasket D82xD70.2x4",1,"PC","No",""]
[98838518,"UPM3 AUTO L 25-70 180 ZZZ EUX0 VAI","1","0220","L","98419135","#axe+roue cpl. UPM3 RS4",1,"PC","Yes","x"]
[98838518,"UPM3 AUTO L 25-70 180 ZZZ EUX0 VAI","1","0230","L","98152261","Hex cap screw M5x16 raw w. Eco-lubric",4,"PC","No",""]
[98838518,"UPM3 AUTO L 25-70 180 ZZZ EUX0 VAI","1","0240","L","98446967","Pump housing DN25-180 1 1/2\" CED UPM3",1,"PC","No",""]
[98838518,"UPM3 AUTO L 25-70 180 ZZZ EUX0 VAI","1","0260","L","98477859","Ctrl UPM3 PWM Hybrid Super Seal not conf",1,"PC","Yes",""]
[98838518,"UPM3 AUTO L 25-70 180 ZZZ EUX0 VAI","1","0290","L","98441191","Front Foil, Hybrid",1,"PC","No",""]
[98838518,"UPM3 AUTO L 25-70 180 ZZZ EUX0 VAI","1","0300","L","98451691","Blind plug f/Mini Superseal",1,"PC","No",""]
[98838518,"UPM3 AUTO L 25-70 180 ZZZ EUX0 VAI","1","0430","L","98651611","Quick guide UPM3 AUTO L",1,"PC","No",""]
[98838518,"UPM3 AUTO L 25-70 180 ZZZ EUX0 VAI","1","0440","L","520046","JOINT POUR R.U.  44X32X2",2,"PC","No",""]
[98838518,"UPM3 AUTO L 25-70 180 ZZZ EUX0 VAI","1","0670","L","98460260","Cable cpl,. Power UPM3 1000mm",1,"PC","No",""]
[98838518,"UPM3 AUTO L 25-70 180 ZZZ EUX0 VAI","1","0720","L","98692892","#Packaging cpl. euro pallet 150 pcs.",7.0000000000000001E-3,"PC","Yes","x","emballage"]
[98838530,"UPM3 AUTO 15-70 130 ZZZ EUX3 TB","1","0105","L","98473428","Stator w/housing shot blasted",1,"PC","Yes",""]
[98838530,"UPM3 AUTO 15-70 130 ZZZ EUX3 TB","1","0135","L","98288541","O-ring D15x2",1,"PC","No",""]
[98838530,"UPM3 AUTO 15-70 130 ZZZ EUX3 TB","1","0140","L","98460464","Rotor can cpl. D28x41.4 W DEBLOCKING",1,"PC","No",""]
[98838530,"UPM3 AUTO 15-70 130 ZZZ EUX3 TB","1","0150","L","97704972","Gasket D82xD70.2x4",1,"PC","No",""]
[98838530,"UPM3 AUTO 15-70 130 ZZZ EUX3 TB","1","0220","L","98419135","#axe+roue cpl. UPM3 RS4",1,"PC","Yes","x"]
[98838530,"UPM3 AUTO 15-70 130 ZZZ EUX3 TB","1","0230","L","98152261","Hex cap screw M5x16 raw w. Eco-lubric",4,"PC","No",""]
[98838530,"UPM3 AUTO 15-70 130 ZZZ EUX3 TB","1","0240","L","98419166","Pump housing DN15-130 1\" CED",1,"PC","No",""]
[98838530,"UPM3 AUTO 15-70 130 ZZZ EUX3 TB","1","0260","L","98477859","Ctrl UPM3 PWM Hybrid Super Seal not conf",1,"PC","Yes",""]
[98838530,"UPM3 AUTO 15-70 130 ZZZ EUX3 TB","1","0290","L","98441191","Front Foil, Hybrid",1,"PC","No",""]
[98838530,"UPM3 AUTO 15-70 130 ZZZ EUX3 TB","1","0300","L","98451691","Blind plug f/Mini Superseal",1,"PC","No",""]
[98838530,"UPM3 AUTO 15-70 130 ZZZ EUX3 TB","1","0430","L","98651459","Quick guide UPM3 AUTO",1,"PC","No",""]
[98838530,"UPM3 AUTO 15-70 130 ZZZ EUX3 TB","1","0690","L","98614629","Cable cpl. Superseal Molex UPM3 150mm",1,"PC","No",""]
[98838530,"UPM3 AUTO 15-70 130 ZZZ EUX3 TB","1","0720","L","98696458","#Packaging cpl. euro pallet 175 pcs.",6.0000000000000001E-3,"PC","Yes","x","emballage"]
[98838858,"UPM3 FLEX AS 25-70 180 AZJ EUX9 VAI","1","0105","L","98473428","Stator w/housing shot blasted",1,"PC","Yes",""]
[98838858,"UPM3 FLEX AS 25-70 180 AZJ EUX9 VAI","1","0135","L","98288541","O-ring D15x2",1,"PC","No",""]
[98838858,"UPM3 FLEX AS 25-70 180 AZJ EUX9 VAI","1","0140","L","98460464","Rotor can cpl. D28x41.4 W DEBLOCKING",1,"PC","No",""]
[98838858,"UPM3 FLEX AS 25-70 180 AZJ EUX9 VAI","1","0150","L","97704972","Gasket D82xD70.2x4",1,"PC","No",""]
[98838858,"UPM3 FLEX AS 25-70 180 AZJ EUX9 VAI","1","0220","L","98419135","#axe+roue cpl. UPM3 RS4",1,"PC","Yes","x"]
[98838858,"UPM3 FLEX AS 25-70 180 AZJ EUX9 VAI","1","0230","L","98152261","Hex cap screw M5x16 raw w. Eco-lubric",4,"PC","No",""]
[98838858,"UPM3 FLEX AS 25-70 180 AZJ EUX9 VAI","1","0240","L","98446967","Pump housing DN25-180 1 1/2\" CED UPM3",1,"PC","No",""]
[98838858,"UPM3 FLEX AS 25-70 180 AZJ EUX9 VAI","1","0260","L","98477859","Ctrl UPM3 PWM Hybrid Super Seal not conf",1,"PC","Yes",""]
[98838858,"UPM3 FLEX AS 25-70 180 AZJ EUX9 VAI","1","0290","L","98441191","Front Foil, Hybrid",1,"PC","No",""]
[98838858,"UPM3 FLEX AS 25-70 180 AZJ EUX9 VAI","1","0300","L","98451691","Blind plug f/Mini Superseal",1,"PC","No",""]
[98838858,"UPM3 FLEX AS 25-70 180 AZJ EUX9 VAI","1","0430","L","98603960","Quick guide UPM3 FLEX AS",1,"PC","No",""]
[98838858,"UPM3 FLEX AS 25-70 180 AZJ EUX9 VAI","1","0670","L","98616020","Cable cpl. Power UPM3 1000mm",1,"PC","No",""]
[98838858,"UPM3 FLEX AS 25-70 180 AZJ EUX9 VAI","1","0720","L","98692910","#Packaging cpl. half euro pallet 96 pcs.",0.02,"PC","Yes","x","emballage"]
[98839132,"UPM3 AUTO 15-70 130 ZZZ EUX3 TX","1","0105","L","98473428","Stator w/housing shot blasted",1,"PC","Yes",""]
[98839132,"UPM3 AUTO 15-70 130 ZZZ EUX3 TX","1","0135","L","98288541","O-ring D15x2",1,"PC","No",""]
[98839132,"UPM3 AUTO 15-70 130 ZZZ EUX3 TX","1","0140","L","98460464","Rotor can cpl. D28x41.4 W DEBLOCKING",1,"PC","No",""]
[98839132,"UPM3 AUTO 15-70 130 ZZZ EUX3 TX","1","0150","L","97704972","Gasket D82xD70.2x4",1,"PC","No",""]
[98839132,"UPM3 AUTO 15-70 130 ZZZ EUX3 TX","1","0220","L","98419135","#axe+roue cpl. UPM3 RS4",1,"PC","Yes","x"]
[98839132,"UPM3 AUTO 15-70 130 ZZZ EUX3 TX","1","0230","L","98152261","Hex cap screw M5x16 raw w. Eco-lubric",4,"PC","No",""]
[98839132,"UPM3 AUTO 15-70 130 ZZZ EUX3 TX","1","0240","L","98419166","Pump housing DN15-130 1\" CED",1,"PC","No",""]
[98839132,"UPM3 AUTO 15-70 130 ZZZ EUX3 TX","1","0260","L","98477859","Ctrl UPM3 PWM Hybrid Super Seal not conf",1,"PC","Yes",""]
[98839132,"UPM3 AUTO 15-70 130 ZZZ EUX3 TX","1","0290","L","98441191","Front Foil, Hybrid",1,"PC","No",""]
[98839132,"UPM3 AUTO 15-70 130 ZZZ EUX3 TX","1","0300","L","98451691","Blind plug f/Mini Superseal",1,"PC","No",""]
[98839132,"UPM3 AUTO 15-70 130 ZZZ EUX3 TX","1","0430","L","98651459","Quick guide UPM3 AUTO",1,"PC","No",""]
[98839132,"UPM3 AUTO 15-70 130 ZZZ EUX3 TX","1","0670","L","98616051","Cable cpl. Power UPM3 2000mm",1,"PC","No",""]
[98839132,"UPM3 AUTO 15-70 130 ZZZ EUX3 TX","1","0720","L","98696458","#Packaging cpl. euro pallet 175 pcs.",6.0000000000000001E-3,"PC","Yes","x","emballage"]
[98839134,"UPM3 AUTO 25-70 180 ZZZ EUX6 TX","1","0105","L","98473428","Stator w/housing shot blasted",1,"PC","Yes",""]
[98839134,"UPM3 AUTO 25-70 180 ZZZ EUX6 TX","1","0135","L","98288541","O-ring D15x2",1,"PC","No",""]
[98839134,"UPM3 AUTO 25-70 180 ZZZ EUX6 TX","1","0140","L","98460464","Rotor can cpl. D28x41.4 W DEBLOCKING",1,"PC","No",""]
[98839134,"UPM3 AUTO 25-70 180 ZZZ EUX6 TX","1","0150","L","97704972","Gasket D82xD70.2x4",1,"PC","No",""]
[98839134,"UPM3 AUTO 25-70 180 ZZZ EUX6 TX","1","0220","L","98419135","#axe+roue cpl. UPM3 RS4",1,"PC","Yes","x"]
[98839134,"UPM3 AUTO 25-70 180 ZZZ EUX6 TX","1","0230","L","98152261","Hex cap screw M5x16 raw w. Eco-lubric",4,"PC","No",""]
[98839134,"UPM3 AUTO 25-70 180 ZZZ EUX6 TX","1","0240","L","98446967","Pump housing DN25-180 1 1/2\" CED UPM3",1,"PC","No",""]
[98839134,"UPM3 AUTO 25-70 180 ZZZ EUX6 TX","1","0260","L","98477859","Ctrl UPM3 PWM Hybrid Super Seal not conf",1,"PC","Yes",""]
[98839134,"UPM3 AUTO 25-70 180 ZZZ EUX6 TX","1","0290","L","98441191","Front Foil, Hybrid",1,"PC","No",""]
[98839134,"UPM3 AUTO 25-70 180 ZZZ EUX6 TX","1","0300","L","98451691","Blind plug f/Mini Superseal",1,"PC","No",""]
[98839134,"UPM3 AUTO 25-70 180 ZZZ EUX6 TX","1","0430","L","98651459","Quick guide UPM3 AUTO",1,"PC","No",""]
[98839134,"UPM3 AUTO 25-70 180 ZZZ EUX6 TX","1","0670","L","98616051","Cable cpl. Power UPM3 2000mm",1,"PC","No",""]
[98839134,"UPM3 AUTO 25-70 180 ZZZ EUX6 TX","1","0720","L","98692892","#Packaging cpl. euro pallet 150 pcs.",7.0000000000000001E-3,"PC","Yes","x","emballage"]
[98839171,"UPM3 SOLAR 15-75 130 CZA EUX9 TX","1","0105","L","98634035","Stator w/housing shot bl. drain pos. 6",1,"PC","Yes",""]
[98839171,"UPM3 SOLAR 15-75 130 CZA EUX9 TX","1","0135","L","98288541","O-ring D15x2",1,"PC","No",""]
[98839171,"UPM3 SOLAR 15-75 130 CZA EUX9 TX","1","0140","L","98460464","Rotor can cpl. D28x41.4 W DEBLOCKING",1,"PC","No",""]
[98839171,"UPM3 SOLAR 15-75 130 CZA EUX9 TX","1","0150","L","97704972","Gasket D82xD70.2x4",1,"PC","No",""]
[98839171,"UPM3 SOLAR 15-75 130 CZA EUX9 TX","1","0220","L","98419135","#axe+roue cpl. UPM3 RS4",1,"PC","Yes","x"]
[98839171,"UPM3 SOLAR 15-75 130 CZA EUX9 TX","1","0230","L","98152261","Hex cap screw M5x16 raw w. Eco-lubric",4,"PC","No",""]
[98839171,"UPM3 SOLAR 15-75 130 CZA EUX9 TX","1","0240","L","98419166","Pump housing DN15-130 1\" CED",1,"PC","No",""]
[98839171,"UPM3 SOLAR 15-75 130 CZA EUX9 TX","1","0260","L","98477859","Ctrl UPM3 PWM Hybrid Super Seal not conf",1,"PC","Yes",""]
[98839171,"UPM3 SOLAR 15-75 130 CZA EUX9 TX","1","0290","L","98677050","Front foil Hybrid, Solar",1,"PC","No",""]
[98839171,"UPM3 SOLAR 15-75 130 CZA EUX9 TX","1","0430","L","98603956","Quick guide UPM3 SOLAR",1,"PC","No",""]
[98839171,"UPM3 SOLAR 15-75 130 CZA EUX9 TX","1","0670","L","98616051","Cable cpl. Power UPM3 2000mm",1,"PC","No",""]
[98839171,"UPM3 SOLAR 15-75 130 CZA EUX9 TX","1","0680","L","98347385","Cable cpl. Signal UPM3 2000mm",1,"PC","No",""]
[98839171,"UPM3 SOLAR 15-75 130 CZA EUX9 TX","1","0720","L","98692923","#Packaging cpl. half euro pallet 96 pcs.",0.02,"PC","Yes","x","emballage"]
[98841011,"UPM3 AUTO L 15-70 130 ZZZ EUX9 LKA","1","0105","L","98473428","Stator w/housing shot blasted",1,"PC","Yes",""]
[98841011,"UPM3 AUTO L 15-70 130 ZZZ EUX9 LKA","1","0135","L","98288541","O-ring D15x2",1,"PC","No",""]
[98841011,"UPM3 AUTO L 15-70 130 ZZZ EUX9 LKA","1","0140","L","98460464","Rotor can cpl. D28x41.4 W DEBLOCKING",1,"PC","No",""]
[98841011,"UPM3 AUTO L 15-70 130 ZZZ EUX9 LKA","1","0150","L","97704972","Gasket D82xD70.2x4",1,"PC","No",""]
[98841011,"UPM3 AUTO L 15-70 130 ZZZ EUX9 LKA","1","0220","L","98419135","#axe+roue cpl. UPM3 RS4",1,"PC","Yes","x"]
[98841011,"UPM3 AUTO L 15-70 130 ZZZ EUX9 LKA","1","0230","L","98152261","Hex cap screw M5x16 raw w. Eco-lubric",4,"PC","No",""]
[98841011,"UPM3 AUTO L 15-70 130 ZZZ EUX9 LKA","1","0240","L","98419166","Pump housing DN15-130 1\" CED",1,"PC","No",""]
[98841011,"UPM3 AUTO L 15-70 130 ZZZ EUX9 LKA","1","0260","L","98477859","Ctrl UPM3 PWM Hybrid Super Seal not conf",1,"PC","Yes",""]
[98841011,"UPM3 AUTO L 15-70 130 ZZZ EUX9 LKA","1","0290","L","98441191","Front Foil, Hybrid",1,"PC","No",""]
[98841011,"UPM3 AUTO L 15-70 130 ZZZ EUX9 LKA","1","0300","L","98451691","Blind plug f/Mini Superseal",1,"PC","No",""]
[98841011,"UPM3 AUTO L 15-70 130 ZZZ EUX9 LKA","1","0670","L","98373384","Cable cpl. Power UPM3 2000mm",1,"PC","No",""]
[98841011,"UPM3 AUTO L 15-70 130 ZZZ EUX9 LKA","1","0720","L","98696458","#Packaging cpl. euro pallet 175 pcs.",6.0000000000000001E-3,"PC","Yes","x","emballage"]
[98841126,"UPM3 SOLAR 15-145 130 CZA EUX9 PM","1","0105","L","98634035","Stator w/housing shot bl. drain pos. 6",1,"PC","Yes",""]
[98841126,"UPM3 SOLAR 15-145 130 CZA EUX9 PM","1","0135","L","98288541","O-ring D15x2",1,"PC","No",""]
[98841126,"UPM3 SOLAR 15-145 130 CZA EUX9 PM","1","0140","L","98460464","Rotor can cpl. D28x41.4 W DEBLOCKING",1,"PC","No",""]
[98841126,"UPM3 SOLAR 15-145 130 CZA EUX9 PM","1","0150","L","97704972","Gasket D82xD70.2x4",1,"PC","No",""]
[98841126,"UPM3 SOLAR 15-145 130 CZA EUX9 PM","1","0220","L","98692629","#Shaft w/impeller cpl. D15.5/52",1,"PC","Yes","x"]
[98841126,"UPM3 SOLAR 15-145 130 CZA EUX9 PM","1","0230","L","98152261","Hex cap screw M5x16 raw w. Eco-lubric",4,"PC","No",""]
[98841126,"UPM3 SOLAR 15-145 130 CZA EUX9 PM","1","0240","L","97826588","Corps cpl 130x1\" CED 7,5m SOLAR",1,"PC","No",""]
[98841126,"UPM3 SOLAR 15-145 130 CZA EUX9 PM","1","0260","L","98477859","Ctrl UPM3 PWM Hybrid Super Seal not conf",1,"PC","Yes",""]
[98841126,"UPM3 SOLAR 15-145 130 CZA EUX9 PM","1","0290","L","98677050","Front foil Hybrid, Solar",1,"PC","No",""]
[98841126,"UPM3 SOLAR 15-145 130 CZA EUX9 PM","1","0430","L","98603956","Quick guide UPM3 SOLAR",1,"PC","No",""]
[98841126,"UPM3 SOLAR 15-145 130 CZA EUX9 PM","1","0720","L","98692923","#Packaging cpl. half euro pallet 96 pcs.",0.02,"PC","Yes","x","emballage"]
[98841127,"UPM3 SOLAR 15-145 130 CZA EUX9 PM","1","0105","L","98634035","Stator w/housing shot bl. drain pos. 6",1,"PC","Yes",""]
[98841127,"UPM3 SOLAR 15-145 130 CZA EUX9 PM","1","0135","L","98288541","O-ring D15x2",1,"PC","No",""]
[98841127,"UPM3 SOLAR 15-145 130 CZA EUX9 PM","1","0140","L","98460464","Rotor can cpl. D28x41.4 W DEBLOCKING",1,"PC","No",""]
[98841127,"UPM3 SOLAR 15-145 130 CZA EUX9 PM","1","0150","L","97704972","Gasket D82xD70.2x4",1,"PC","No",""]
[98841127,"UPM3 SOLAR 15-145 130 CZA EUX9 PM","1","0220","L","98692629","#Shaft w/impeller cpl. D15.5/52",1,"PC","Yes","x"]
[98841127,"UPM3 SOLAR 15-145 130 CZA EUX9 PM","1","0230","L","98152261","Hex cap screw M5x16 raw w. Eco-lubric",4,"PC","No",""]
[98841127,"UPM3 SOLAR 15-145 130 CZA EUX9 PM","1","0240","L","97826588","Corps cpl 130x1\" CED 7,5m SOLAR",1,"PC","No",""]
[98841127,"UPM3 SOLAR 15-145 130 CZA EUX9 PM","1","0260","L","98477859","Ctrl UPM3 PWM Hybrid Super Seal not conf",1,"PC","Yes",""]
[98841127,"UPM3 SOLAR 15-145 130 CZA EUX9 PM","1","0290","L","98677050","Front foil Hybrid, Solar",1,"PC","No",""]
[98841127,"UPM3 SOLAR 15-145 130 CZA EUX9 PM","1","0430","L","98603956","Quick guide UPM3 SOLAR",1,"PC","No",""]
[98841127,"UPM3 SOLAR 15-145 130 CZA EUX9 PM","1","0720","L","98692923","#Packaging cpl. half euro pallet 96 pcs.",0.02,"PC","Yes","x","emballage"]
[98842238,"UPM3 15-40 130 AZA EUX6 SLP","1","0105","L","98473428","Stator w/housing shot blasted",1,"PC","Yes",""]
[98842238,"UPM3 15-40 130 AZA EUX6 SLP","1","0135","L","98288541","O-ring D15x2",1,"PC","No",""]
[98842238,"UPM3 15-40 130 AZA EUX6 SLP","1","0140","L","98460464","Rotor can cpl. D28x41.4 W DEBLOCKING",1,"PC","No",""]
[98842238,"UPM3 15-40 130 AZA EUX6 SLP","1","0150","L","97704972","Gasket D82xD70.2x4",1,"PC","No",""]
[98842238,"UPM3 15-40 130 AZA EUX6 SLP","1","0220","L","98419135","#axe+roue cpl. UPM3 RS4",1,"PC","Yes","x"]
[98842238,"UPM3 15-40 130 AZA EUX6 SLP","1","0230","L","98152261","Hex cap screw M5x16 raw w. Eco-lubric",4,"PC","No",""]
[98842238,"UPM3 15-40 130 AZA EUX6 SLP","1","0240","L","98419166","Pump housing DN15-130 1\" CED",1,"PC","No",""]
[98842238,"UPM3 15-40 130 AZA EUX6 SLP","1","0260","L","98288597","Ctrl UPM3 PWM Super Seal not config",1,"PC","No",""]
[98842238,"UPM3 15-40 130 AZA EUX6 SLP","1","0290","L","98354083","Front Foil, PWM",1,"PC","No",""]
[98842238,"UPM3 15-40 130 AZA EUX6 SLP","1","0670","L","98373384","Cable cpl. Power UPM3 2000mm",1,"PC","No",""]
[98842238,"UPM3 15-40 130 AZA EUX6 SLP","1","0680","L","98347385","Cable cpl. Signal UPM3 2000mm",1,"PC","No",""]
[98842238,"UPM3 15-40 130 AZA EUX6 SLP","1","0720","L","98696458","#Packaging cpl. euro pallet 175 pcs.",6.0000000000000001E-3,"PC","Yes","x","emballage"]
[98842538,"UPM3 AUTO 25-70 180 ZZZ EUX9 AIT","1","0105","L","98473428","Stator w/housing shot blasted",1,"PC","Yes",""]
[98842538,"UPM3 AUTO 25-70 180 ZZZ EUX9 AIT","1","0135","L","98288541","O-ring D15x2",1,"PC","No",""]
[98842538,"UPM3 AUTO 25-70 180 ZZZ EUX9 AIT","1","0140","L","98460464","Rotor can cpl. D28x41.4 W DEBLOCKING",1,"PC","No",""]
[98842538,"UPM3 AUTO 25-70 180 ZZZ EUX9 AIT","1","0150","L","97704972","Gasket D82xD70.2x4",1,"PC","No",""]
[98842538,"UPM3 AUTO 25-70 180 ZZZ EUX9 AIT","1","0220","L","98419135","#axe+roue cpl. UPM3 RS4",1,"PC","Yes","x"]
[98842538,"UPM3 AUTO 25-70 180 ZZZ EUX9 AIT","1","0230","L","98152261","Hex cap screw M5x16 raw w. Eco-lubric",4,"PC","No",""]
[98842538,"UPM3 AUTO 25-70 180 ZZZ EUX9 AIT","1","0240","L","98446967","Pump housing DN25-180 1 1/2\" CED UPM3",1,"PC","No",""]
[98842538,"UPM3 AUTO 25-70 180 ZZZ EUX9 AIT","1","0260","L","98477859","Ctrl UPM3 PWM Hybrid Super Seal not conf",1,"PC","Yes",""]
[98842538,"UPM3 AUTO 25-70 180 ZZZ EUX9 AIT","1","0290","L","98441191","Front Foil, Hybrid",1,"PC","No",""]
[98842538,"UPM3 AUTO 25-70 180 ZZZ EUX9 AIT","1","0300","L","98451691","Blind plug f/Mini Superseal",1,"PC","No",""]
[98842538,"UPM3 AUTO 25-70 180 ZZZ EUX9 AIT","1","0430","L","98651459","Quick guide UPM3 AUTO",1,"PC","No",""]
[98842538,"UPM3 AUTO 25-70 180 ZZZ EUX9 AIT","1","0720","L","98692892","#Packaging cpl. euro pallet 150 pcs.",6.0000000000000001E-3,"PC","Yes","x","emballage"]
[98842566,"UPM3 AUTO 25-70 180 ZZZ EUX9 MB","1","0105","L","98473428","Stator w/housing shot blasted",1,"PC","Yes",""]
[98842566,"UPM3 AUTO 25-70 180 ZZZ EUX9 MB","1","0135","L","98288541","O-ring D15x2",1,"PC","No",""]
[98842566,"UPM3 AUTO 25-70 180 ZZZ EUX9 MB","1","0140","L","98460464","Rotor can cpl. D28x41.4 W DEBLOCKING",1,"PC","No",""]
[98842566,"UPM3 AUTO 25-70 180 ZZZ EUX9 MB","1","0150","L","97704972","Gasket D82xD70.2x4",1,"PC","No",""]
[98842566,"UPM3 AUTO 25-70 180 ZZZ EUX9 MB","1","0220","L","98419135","#axe+roue cpl. UPM3 RS4",1,"PC","Yes","x"]
[98842566,"UPM3 AUTO 25-70 180 ZZZ EUX9 MB","1","0230","L","98152261","Hex cap screw M5x16 raw w. Eco-lubric",4,"PC","No",""]
[98842566,"UPM3 AUTO 25-70 180 ZZZ EUX9 MB","1","0240","L","98446967","Pump housing DN25-180 1 1/2\" CED UPM3",1,"PC","No",""]
[98842566,"UPM3 AUTO 25-70 180 ZZZ EUX9 MB","1","0260","L","98477859","Ctrl UPM3 PWM Hybrid Super Seal not conf",1,"PC","Yes",""]
[98842566,"UPM3 AUTO 25-70 180 ZZZ EUX9 MB","1","0290","L","98441191","Front Foil, Hybrid",1,"PC","No",""]
[98842566,"UPM3 AUTO 25-70 180 ZZZ EUX9 MB","1","0300","L","98451691","Blind plug f/Mini Superseal",1,"PC","No",""]
[98842566,"UPM3 AUTO 25-70 180 ZZZ EUX9 MB","1","0430","L","98651459","Quick guide UPM3 AUTO",1,"PC","No",""]
[98842566,"UPM3 AUTO 25-70 180 ZZZ EUX9 MB","1","0670","L","98616051","Cable cpl. Power UPM3 2000mm",1,"PC","No",""]
[98842566,"UPM3 AUTO 25-70 180 ZZZ EUX9 MB","1","0720","L","98692892","#Packaging cpl. euro pallet 150 pcs.",7.0000000000000001E-3,"PC","Yes","x","emballage"]
[98843707,"UPM3 25-70 130 AZA EUX9 PRZ","1","0105","L","98473428","Stator w/housing shot blasted",1,"PC","Yes",""]
[98843707,"UPM3 25-70 130 AZA EUX9 PRZ","1","0135","L","98288541","O-ring D15x2",1,"PC","No",""]
[98843707,"UPM3 25-70 130 AZA EUX9 PRZ","1","0140","L","98460464","Rotor can cpl. D28x41.4 W DEBLOCKING",1,"PC","No",""]
[98843707,"UPM3 25-70 130 AZA EUX9 PRZ","1","0150","L","97704972","Gasket D82xD70.2x4",1,"PC","No",""]
[98843707,"UPM3 25-70 130 AZA EUX9 PRZ","1","0220","L","98419135","#axe+roue cpl. UPM3 RS4",1,"PC","Yes","x"]
[98843707,"UPM3 25-70 130 AZA EUX9 PRZ","1","0230","L","98152261","Hex cap screw M5x16 raw w. Eco-lubric",4,"PC","No",""]
[98843707,"UPM3 25-70 130 AZA EUX9 PRZ","1","0240","L","98446965","Pump housing DN25-130 1 1/2\" CED",1,"PC","No",""]
[98843707,"UPM3 25-70 130 AZA EUX9 PRZ","1","0260","L","98288597","Ctrl UPM3 PWM Super Seal not config",1,"PC","No",""]
[98843707,"UPM3 25-70 130 AZA EUX9 PRZ","1","0290","L","98354083","Front Foil, PWM",1,"PC","No",""]
[98843707,"UPM3 25-70 130 AZA EUX9 PRZ","1","0670","L","98460258","Cable cpl. Power UPM3 1000mm",1,"PC","No",""]
[98843707,"UPM3 25-70 130 AZA EUX9 PRZ","1","0680","L","98460256","Cable cpl. Signal UPM3 1000mm",1,"PC","No",""]
[98843707,"UPM3 25-70 130 AZA EUX9 PRZ","1","0720","L","98692923","#Packaging cpl. half euro pallet 96 pcs.",0.02,"PC","Yes","x","emballage"]
[98844215,"UPM3 AUTO 15-70 130 ZZZ EUX9 TAO","1","0105","L","98473428","Stator w/housing shot blasted",1,"PC","Yes",""]
[98844215,"UPM3 AUTO 15-70 130 ZZZ EUX9 TAO","1","0135","L","98288541","O-ring D15x2",1,"PC","No",""]
[98844215,"UPM3 AUTO 15-70 130 ZZZ EUX9 TAO","1","0140","L","98460464","Rotor can cpl. D28x41.4 W DEBLOCKING",1,"PC","No",""]
[98844215,"UPM3 AUTO 15-70 130 ZZZ EUX9 TAO","1","0150","L","97704972","Gasket D82xD70.2x4",1,"PC","No",""]
[98844215,"UPM3 AUTO 15-70 130 ZZZ EUX9 TAO","1","0220","L","98419135","#axe+roue cpl. UPM3 RS4",1,"PC","Yes","x"]
[98844215,"UPM3 AUTO 15-70 130 ZZZ EUX9 TAO","1","0230","L","98152261","Hex cap screw M5x16 raw w. Eco-lubric",4,"PC","No",""]
[98844215,"UPM3 AUTO 15-70 130 ZZZ EUX9 TAO","1","0240","L","98419166","Pump housing DN15-130 1\" CED",1,"PC","No",""]
[98844215,"UPM3 AUTO 15-70 130 ZZZ EUX9 TAO","1","0260","L","98477859","Ctrl UPM3 PWM Hybrid Super Seal not conf",1,"PC","Yes",""]
[98844215,"UPM3 AUTO 15-70 130 ZZZ EUX9 TAO","1","0290","L","98441191","Front Foil, Hybrid",1,"PC","No",""]
[98844215,"UPM3 AUTO 15-70 130 ZZZ EUX9 TAO","1","0300","L","98451691","Blind plug f/Mini Superseal",1,"PC","No",""]
[98844215,"UPM3 AUTO 15-70 130 ZZZ EUX9 TAO","1","0430","L","98651459","Quick guide UPM3 AUTO",1,"PC","No",""]
[98844215,"UPM3 AUTO 15-70 130 ZZZ EUX9 TAO","1","0670","L","98616051","Cable cpl. Power UPM3 2000mm",1,"PC","No",""]
[98844215,"UPM3 AUTO 15-70 130 ZZZ EUX9 TAO","1","0720","L","98696458","#Packaging cpl. euro pallet 175 pcs.",6.0000000000000001E-3,"PC","Yes","x","emballage"]
[98844667,"UPM3 25-60 180 AZA EUY9 ALH","1","0105","L","98473428","Stator w/housing shot blasted",1,"PC","Yes",""]
[98844667,"UPM3 25-60 180 AZA EUY9 ALH","1","0135","L","98288541","O-ring D15x2",1,"PC","No",""]
[98844667,"UPM3 25-60 180 AZA EUY9 ALH","1","0140","L","98460464","Rotor can cpl. D28x41.4 W DEBLOCKING",1,"PC","No",""]
[98844667,"UPM3 25-60 180 AZA EUY9 ALH","1","0150","L","97704972","Gasket D82xD70.2x4",1,"PC","No",""]
[98844667,"UPM3 25-60 180 AZA EUY9 ALH","1","0220","L","98419135","#axe+roue cpl. UPM3 RS4",1,"PC","Yes","x"]
[98844667,"UPM3 25-60 180 AZA EUY9 ALH","1","0230","L","98152261","Hex cap screw M5x16 raw w. Eco-lubric",4,"PC","No",""]
[98844667,"UPM3 25-60 180 AZA EUY9 ALH","1","0240","L","98446967","Pump housing DN25-180 1 1/2\" CED UPM3",1,"PC","No",""]
[98844667,"UPM3 25-60 180 AZA EUY9 ALH","1","0260","L","98478042","Ctrl UPM3 PWM FCI not config",1,"PC","Yes",""]
[98844667,"UPM3 25-60 180 AZA EUY9 ALH","1","0290","L","98354083","Front Foil, PWM",1,"PC","No",""]
[98844667,"UPM3 25-60 180 AZA EUY9 ALH","1","0305","L","98451798","Lock for FCI Connection",1,"PC","No",""]
[98844667,"UPM3 25-60 180 AZA EUY9 ALH","1","0670","L","98460259","Cable cpl. Power UPM3 4000mm",1,"PC","No",""]
[98844667,"UPM3 25-60 180 AZA EUY9 ALH","1","0720","L","98692910","#Packaging cpl. half euro pallet 96 pcs.",0.02,"PC","Yes","x","emballage"]
[98845851,"UPM3 SOLAR 15-75 130 CZA EUX3 DU","1","0105","L","98634035","Stator w/housing shot bl. drain pos. 6",1,"PC","Yes",""]
[98845851,"UPM3 SOLAR 15-75 130 CZA EUX3 DU","1","0135","L","98288541","O-ring D15x2",1,"PC","No",""]
[98845851,"UPM3 SOLAR 15-75 130 CZA EUX3 DU","1","0140","L","98460464","Rotor can cpl. D28x41.4 W DEBLOCKING",1,"PC","No",""]
[98845851,"UPM3 SOLAR 15-75 130 CZA EUX3 DU","1","0150","L","97704972","Gasket D82xD70.2x4",1,"PC","No",""]
[98845851,"UPM3 SOLAR 15-75 130 CZA EUX3 DU","1","0220","L","98419135","#axe+roue cpl. UPM3 RS4",1,"PC","Yes","x"]
[98845851,"UPM3 SOLAR 15-75 130 CZA EUX3 DU","1","0230","L","98152261","Hex cap screw M5x16 raw w. Eco-lubric",4,"PC","No",""]
[98845851,"UPM3 SOLAR 15-75 130 CZA EUX3 DU","1","0240","L","98419166","Pump housing DN15-130 1\" CED",1,"PC","No",""]
[98845851,"UPM3 SOLAR 15-75 130 CZA EUX3 DU","1","0260","L","98477859","Ctrl UPM3 PWM Hybrid Super Seal not conf",1,"PC","Yes",""]
[98845851,"UPM3 SOLAR 15-75 130 CZA EUX3 DU","1","0290","L","98677050","Front foil Hybrid, Solar",1,"PC","No",""]
[98845851,"UPM3 SOLAR 15-75 130 CZA EUX3 DU","1","0430","L","98603956","Quick guide UPM3 SOLAR",1,"PC","No",""]
[98845851,"UPM3 SOLAR 15-75 130 CZA EUX3 DU","1","0720","L","98696458","#Packaging cpl. euro pallet 175 pcs.",6.0000000000000001E-3,"PC","Yes","x","emballage"]
[98845856,"UPM3 FLEX AS 25-70 180 AZJ EUX9 DU","1","0105","L","98473428","Stator w/housing shot blasted",1,"PC","Yes",""]
[98845856,"UPM3 FLEX AS 25-70 180 AZJ EUX9 DU","1","0135","L","98288541","O-ring D15x2",1,"PC","No",""]
[98845856,"UPM3 FLEX AS 25-70 180 AZJ EUX9 DU","1","0140","L","98460464","Rotor can cpl. D28x41.4 W DEBLOCKING",1,"PC","No",""]
[98845856,"UPM3 FLEX AS 25-70 180 AZJ EUX9 DU","1","0150","L","97704972","Gasket D82xD70.2x4",1,"PC","No",""]
[98845856,"UPM3 FLEX AS 25-70 180 AZJ EUX9 DU","1","0220","L","98419135","#axe+roue cpl. UPM3 RS4",1,"PC","Yes","x"]
[98845856,"UPM3 FLEX AS 25-70 180 AZJ EUX9 DU","1","0230","L","98152261","Hex cap screw M5x16 raw w. Eco-lubric",4,"PC","No",""]
[98845856,"UPM3 FLEX AS 25-70 180 AZJ EUX9 DU","1","0240","L","98446967","Pump housing DN25-180 1 1/2\" CED UPM3",1,"PC","No",""]
[98845856,"UPM3 FLEX AS 25-70 180 AZJ EUX9 DU","1","0260","L","98477859","Ctrl UPM3 PWM Hybrid Super Seal not conf",1,"PC","Yes",""]
[98845856,"UPM3 FLEX AS 25-70 180 AZJ EUX9 DU","1","0290","L","98441191","Front Foil, Hybrid",1,"PC","No",""]
[98845856,"UPM3 FLEX AS 25-70 180 AZJ EUX9 DU","1","0430","L","98603960","Quick guide UPM3 FLEX AS",1,"PC","No",""]
[98845856,"UPM3 FLEX AS 25-70 180 AZJ EUX9 DU","1","0720","L","98692892","#Packaging cpl. euro pallet 150 pcs.",7.0000000000000001E-3,"PC","Yes","x","emballage"]
[98846073,"UPM3 AUTO 15-70 CIL3PA ZZZ EUX3 TB","1","0105","L","98473428","Stator w/housing shot blasted",1,"PC","Yes",""]
[98846073,"UPM3 AUTO 15-70 CIL3PA ZZZ EUX3 TB","1","0135","L","98288541","O-ring D15x2",1,"PC","No",""]
[98846073,"UPM3 AUTO 15-70 CIL3PA ZZZ EUX3 TB","1","0140","L","98460464","Rotor can cpl. D28x41.4 W DEBLOCKING",1,"PC","No",""]
[98846073,"UPM3 AUTO 15-70 CIL3PA ZZZ EUX3 TB","1","0150","L","97704972","Gasket D82xD70.2x4",1,"PC","No",""]
[98846073,"UPM3 AUTO 15-70 CIL3PA ZZZ EUX3 TB","1","0220","L","98419135","#axe+roue cpl. UPM3 RS4",1,"PC","Yes","x"]
[98846073,"UPM3 AUTO 15-70 CIL3PA ZZZ EUX3 TB","1","0230","L","98152261","Hex cap screw M5x16 raw w. Eco-lubric",4,"PC","No",""]
[98846073,"UPM3 AUTO 15-70 CIL3PA ZZZ EUX3 TB","1","0240","L","98792801","Pump housing CIL3 130x1\" PA6.6 30%GF",1,"PC","Yes",""]
[98846073,"UPM3 AUTO 15-70 CIL3PA ZZZ EUX3 TB","1","0260","L","98477859","Ctrl UPM3 PWM Hybrid Super Seal not conf",1,"PC","Yes",""]
[98846073,"UPM3 AUTO 15-70 CIL3PA ZZZ EUX3 TB","1","0290","L","98441191","Front Foil, Hybrid",1,"PC","No",""]
[98846073,"UPM3 AUTO 15-70 CIL3PA ZZZ EUX3 TB","1","0300","L","98451691","Blind plug f/Mini Superseal",1,"PC","No",""]
[98846073,"UPM3 AUTO 15-70 CIL3PA ZZZ EUX3 TB","1","0430","L","98651459","Quick guide UPM3 AUTO",1,"PC","No",""]
[98846073,"UPM3 AUTO 15-70 CIL3PA ZZZ EUX3 TB","1","0690","L","98614629","Cable cpl. Superseal Molex UPM3 150mm",1,"PC","No",""]
[98846073,"UPM3 AUTO 15-70 CIL3PA ZZZ EUX3 TB","1","0720","L","98696458","#Packaging cpl. euro pallet 175 pcs.",6.0000000000000001E-3,"PC","Yes","x","emballage"]
[98847768,"UPM3 32-75 180 AZA EUY9 ALH","1","0105","L","98473428","Stator w/housing shot blasted",1,"PC","Yes",""]
[98847768,"UPM3 32-75 180 AZA EUY9 ALH","1","0135","L","98288541","O-ring D15x2",1,"PC","No",""]
[98847768,"UPM3 32-75 180 AZA EUY9 ALH","1","0140","L","98460464","Rotor can cpl. D28x41.4 W DEBLOCKING",1,"PC","No",""]
[98847768,"UPM3 32-75 180 AZA EUY9 ALH","1","0150","L","97704972","Gasket D82xD70.2x4",1,"PC","No",""]
[98847768,"UPM3 32-75 180 AZA EUY9 ALH","1","0220","L","98419135","#axe+roue cpl. UPM3 RS4",1,"PC","Yes","x"]
[98847768,"UPM3 32-75 180 AZA EUY9 ALH","1","0230","L","98152261","Hex cap screw M5x16 raw w. Eco-lubric",4,"PC","No",""]
[98847768,"UPM3 32-75 180 AZA EUY9 ALH","1","0240","L","98446970","Pump housing DN32-180 2\" CED UPM3",1,"PC","No",""]
[98847768,"UPM3 32-75 180 AZA EUY9 ALH","1","0260","L","98478042","Ctrl UPM3 PWM FCI not config",1,"PC","Yes",""]
[98847768,"UPM3 32-75 180 AZA EUY9 ALH","1","0290","L","98354083","Front Foil, PWM",1,"PC","No",""]
[98847768,"UPM3 32-75 180 AZA EUY9 ALH","1","0305","L","98451798","Lock for FCI Connection",1,"PC","No",""]
[98847768,"UPM3 32-75 180 AZA EUY9 ALH","1","0670","L","98460259","Cable cpl. Power UPM3 4000mm",1,"PC","No",""]
[98847768,"UPM3 32-75 180 AZA EUY9 ALH","1","0720","L","98692910","#Packaging cpl. half euro pallet 96 pcs.",0.02,"PC","Yes","x","emballage"]
[98851844,"UPM3 AUTO 25-70 180 ZZZ EUX9 BAR","1","0105","L","98473428","Stator w/housing shot blasted",1,"PC","Yes",""]
[98851844,"UPM3 AUTO 25-70 180 ZZZ EUX9 BAR","1","0135","L","98288541","O-ring D15x2",1,"PC","No",""]
[98851844,"UPM3 AUTO 25-70 180 ZZZ EUX9 BAR","1","0140","L","98460464","Rotor can cpl. D28x41.4 W DEBLOCKING",1,"PC","No",""]
[98851844,"UPM3 AUTO 25-70 180 ZZZ EUX9 BAR","1","0150","L","97704972","Gasket D82xD70.2x4",1,"PC","No",""]
[98851844,"UPM3 AUTO 25-70 180 ZZZ EUX9 BAR","1","0220","L","98419135","#axe+roue cpl. UPM3 RS4",1,"PC","Yes","x"]
[98851844,"UPM3 AUTO 25-70 180 ZZZ EUX9 BAR","1","0230","L","98152261","Hex cap screw M5x16 raw w. Eco-lubric",4,"PC","No",""]
[98851844,"UPM3 AUTO 25-70 180 ZZZ EUX9 BAR","1","0240","L","98446967","Pump housing DN25-180 1 1/2\" CED UPM3",1,"PC","No",""]
[98851844,"UPM3 AUTO 25-70 180 ZZZ EUX9 BAR","1","0260","L","98477859","Ctrl UPM3 PWM Hybrid Super Seal not conf",1,"PC","Yes",""]
[98851844,"UPM3 AUTO 25-70 180 ZZZ EUX9 BAR","1","0290","L","98441191","Front Foil, Hybrid",1,"PC","No",""]
[98851844,"UPM3 AUTO 25-70 180 ZZZ EUX9 BAR","1","0300","L","98451691","Blind plug f/Mini Superseal",1,"PC","No",""]
[98851844,"UPM3 AUTO 25-70 180 ZZZ EUX9 BAR","1","0670","L","98616020","Cable cpl. Power UPM3 1000mm",1,"PC","No",""]
[98851844,"UPM3 AUTO 25-70 180 ZZZ EUX9 BAR","1","0720","L","98692892","#Packaging cpl. euro pallet 150 pcs.",7.0000000000000001E-3,"PC","Yes","x","emballage"]
[98853387,"UPM3 AUTO L 70 PH ZZZ EUX9 LKA","1","0105","L","98473428","Stator w/housing shot blasted",1,"PC","Yes",""]
[98853387,"UPM3 AUTO L 70 PH ZZZ EUX9 LKA","1","0135","L","98288541","O-ring D15x2",1,"PC","No",""]
[98853387,"UPM3 AUTO L 70 PH ZZZ EUX9 LKA","1","0140","L","98460464","Rotor can cpl. D28x41.4 W DEBLOCKING",1,"PC","No",""]
[98853387,"UPM3 AUTO L 70 PH ZZZ EUX9 LKA","1","0150","L","97704972","Gasket D82xD70.2x4",1,"PC","No",""]
[98853387,"UPM3 AUTO L 70 PH ZZZ EUX9 LKA","1","0220","L","98419135","#axe+roue cpl. UPM3 RS4",1,"PC","Yes","x"]
[98853387,"UPM3 AUTO L 70 PH ZZZ EUX9 LKA","1","0260","L","98477859","Ctrl UPM3 PWM Hybrid Super Seal not conf",1,"PC","Yes",""]
[98853387,"UPM3 AUTO L 70 PH ZZZ EUX9 LKA","1","0290","L","98441191","Front Foil, Hybrid",1,"PC","No",""]
[98853387,"UPM3 AUTO L 70 PH ZZZ EUX9 LKA","1","0300","L","98451691","Blind plug f/Mini Superseal",1,"PC","No",""]
[98853387,"UPM3 AUTO L 70 PH ZZZ EUX9 LKA","1","0440","L","98400958","Sachet avec 4 vis 98152261",1,"PC","Yes",""]
[98853387,"UPM3 AUTO L 70 PH ZZZ EUX9 LKA","1","0670","L","98373384","Cable cpl. Power UPM3 2000mm",1,"PC","No",""]
[98853387,"UPM3 AUTO L 70 PH ZZZ EUX9 LKA","1","0720","L","98784877","#Packaging cpl. euro pallet 324 pcs.",4.0000000000000001E-3,"PC","Yes","x","emballage"]
[98853654,"UPM3 SOLAR 15-75 130 CZA EUX3 SFC","1","0105","L","98634036","Stator w/housing shot bl. drain pos. 12",1,"PC","Yes",""]
[98853654,"UPM3 SOLAR 15-75 130 CZA EUX3 SFC","1","0135","L","98288541","O-ring D15x2",1,"PC","No",""]
[98853654,"UPM3 SOLAR 15-75 130 CZA EUX3 SFC","1","0140","L","98460464","Rotor can cpl. D28x41.4 W DEBLOCKING",1,"PC","No",""]
[98853654,"UPM3 SOLAR 15-75 130 CZA EUX3 SFC","1","0150","L","97704972","Gasket D82xD70.2x4",1,"PC","No",""]
[98853654,"UPM3 SOLAR 15-75 130 CZA EUX3 SFC","1","0220","L","98419135","#axe+roue cpl. UPM3 RS4",1,"PC","Yes","x"]
[98853654,"UPM3 SOLAR 15-75 130 CZA EUX3 SFC","1","0230","L","98152261","Hex cap screw M5x16 raw w. Eco-lubric",4,"PC","No",""]
[98853654,"UPM3 SOLAR 15-75 130 CZA EUX3 SFC","1","0240","L","98419166","Pump housing DN15-130 1\" CED",1,"PC","No",""]
[98853654,"UPM3 SOLAR 15-75 130 CZA EUX3 SFC","1","0260","L","98477859","Ctrl UPM3 PWM Hybrid Super Seal not conf",1,"PC","Yes",""]
[98853654,"UPM3 SOLAR 15-75 130 CZA EUX3 SFC","1","0290","L","98677050","Front foil Hybrid, Solar",1,"PC","No",""]
[98853654,"UPM3 SOLAR 15-75 130 CZA EUX3 SFC","1","0430","L","98603956","Quick guide UPM3 SOLAR",1,"PC","No",""]
[98853654,"UPM3 SOLAR 15-75 130 CZA EUX3 SFC","1","0720","L","98692923","#Packaging cpl. half euro pallet 96 pcs.",0.02,"PC","Yes","x","emballage"]
[98853705,"UPM3 SOLAR 15-75 130 CZA EUY9 OV","1","0105","L","98634035","Stator w/housing shot bl. drain pos. 6",1,"PC","Yes",""]
[98853705,"UPM3 SOLAR 15-75 130 CZA EUY9 OV","1","0135","L","98288541","O-ring D15x2",1,"PC","No",""]
[98853705,"UPM3 SOLAR 15-75 130 CZA EUY9 OV","1","0140","L","98460464","Rotor can cpl. D28x41.4 W DEBLOCKING",1,"PC","No",""]
[98853705,"UPM3 SOLAR 15-75 130 CZA EUY9 OV","1","0150","L","97704972","Gasket D82xD70.2x4",1,"PC","No",""]
[98853705,"UPM3 SOLAR 15-75 130 CZA EUY9 OV","1","0220","L","98419135","#axe+roue cpl. UPM3 RS4",1,"PC","Yes","x"]
[98853705,"UPM3 SOLAR 15-75 130 CZA EUY9 OV","1","0230","L","98152261","Hex cap screw M5x16 raw w. Eco-lubric",4,"PC","No",""]
[98853705,"UPM3 SOLAR 15-75 130 CZA EUY9 OV","1","0240","L","98419166","Pump housing DN15-130 1\" CED",1,"PC","No",""]
[98853705,"UPM3 SOLAR 15-75 130 CZA EUY9 OV","1","0260","L","98680749","Ctrl UPM3 PWM Hybrid FCI not config",1,"PC","No",""]
[98853705,"UPM3 SOLAR 15-75 130 CZA EUY9 OV","1","0290","L","98677050","Front foil Hybrid, Solar",1,"PC","No",""]
[98853705,"UPM3 SOLAR 15-75 130 CZA EUY9 OV","1","0305","L","98451798","Lock for FCI Connection",1,"PC","No",""]
[98853705,"UPM3 SOLAR 15-75 130 CZA EUY9 OV","1","0430","L","98603956","Quick guide UPM3 SOLAR",1,"PC","No",""]
[98853705,"UPM3 SOLAR 15-75 130 CZA EUY9 OV","1","0720","L","98696458","#Packaging cpl. euro pallet 175 pcs.",6.0000000000000001E-3,"PC","Yes","x","emballage"]
[98853708,"UPM3 AUTO 25-70 180 ZZZ EUX6 DU","1","0105","L","98473428","Stator w/housing shot blasted",1,"PC","Yes",""]
[98853708,"UPM3 AUTO 25-70 180 ZZZ EUX6 DU","1","0135","L","98288541","O-ring D15x2",1,"PC","No",""]
[98853708,"UPM3 AUTO 25-70 180 ZZZ EUX6 DU","1","0140","L","98460464","Rotor can cpl. D28x41.4 W DEBLOCKING",1,"PC","No",""]
[98853708,"UPM3 AUTO 25-70 180 ZZZ EUX6 DU","1","0150","L","97704972","Gasket D82xD70.2x4",1,"PC","No",""]
[98853708,"UPM3 AUTO 25-70 180 ZZZ EUX6 DU","1","0220","L","98419135","#axe+roue cpl. UPM3 RS4",1,"PC","Yes","x"]
[98853708,"UPM3 AUTO 25-70 180 ZZZ EUX6 DU","1","0230","L","98152261","Hex cap screw M5x16 raw w. Eco-lubric",4,"PC","No",""]
[98853708,"UPM3 AUTO 25-70 180 ZZZ EUX6 DU","1","0240","L","98446967","Pump housing DN25-180 1 1/2\" CED UPM3",1,"PC","No",""]
[98853708,"UPM3 AUTO 25-70 180 ZZZ EUX6 DU","1","0260","L","98477859","Ctrl UPM3 PWM Hybrid Super Seal not conf",1,"PC","Yes",""]
[98853708,"UPM3 AUTO 25-70 180 ZZZ EUX6 DU","1","0290","L","98441191","Front Foil, Hybrid",1,"PC","No",""]
[98853708,"UPM3 AUTO 25-70 180 ZZZ EUX6 DU","1","0300","L","98451691","Blind plug f/Mini Superseal",1,"PC","No",""]
[98853708,"UPM3 AUTO 25-70 180 ZZZ EUX6 DU","1","0430","L","98651459","Quick guide UPM3 AUTO",1,"PC","No",""]
[98853708,"UPM3 AUTO 25-70 180 ZZZ EUX6 DU","1","0720","L","98692892","#Packaging cpl. euro pallet 150 pcs.",7.0000000000000001E-3,"PC","Yes","x","emballage"]
[98854192,"Kit, Adapter 98556867 (100 pcs. in box)","1","0100","L","98556867","Adapter Superseal Molex UPM3 50mm",1,"PC","No",""]
[98854192,"Kit, Adapter 98556867 (100 pcs. in box)","1","0300","L","96307002","Packaging w/graphics 179x179x84 mm",0.01,"PC","No","","emballage"]
[98854192,"Kit, Adapter 98556867 (100 pcs. in box)","1","0310","L","00ID7183","ETIQ.INTERMEC 90X140 (RL1200)",0.01,"PC","No",""]
[98854192,"Kit, Adapter 98556867 (100 pcs. in box)","1","0320","L","00RM4337","Rlx encreur INTERMEC 4420 104MM*450M",1.43,"MM","No",""]
[98854534,"UPM3 SOLAR 15-75 130 CZA EUX3 WU","1","0105","L","98634036","Stator w/housing shot bl. drain pos. 12",1,"PC","Yes",""]
[98854534,"UPM3 SOLAR 15-75 130 CZA EUX3 WU","1","0135","L","98288541","O-ring D15x2",1,"PC","No",""]
[98854534,"UPM3 SOLAR 15-75 130 CZA EUX3 WU","1","0140","L","98460464","Rotor can cpl. D28x41.4 W DEBLOCKING",1,"PC","No",""]
[98854534,"UPM3 SOLAR 15-75 130 CZA EUX3 WU","1","0150","L","97704972","Gasket D82xD70.2x4",1,"PC","No",""]
[98854534,"UPM3 SOLAR 15-75 130 CZA EUX3 WU","1","0220","L","98419135","#axe+roue cpl. UPM3 RS4",1,"PC","Yes","x"]
[98854534,"UPM3 SOLAR 15-75 130 CZA EUX3 WU","1","0230","L","98152261","Hex cap screw M5x16 raw w. Eco-lubric",4,"PC","No",""]
[98854534,"UPM3 SOLAR 15-75 130 CZA EUX3 WU","1","0240","L","98419166","Pump housing DN15-130 1\" CED",1,"PC","No",""]
[98854534,"UPM3 SOLAR 15-75 130 CZA EUX3 WU","1","0260","L","98477859","Ctrl UPM3 PWM Hybrid Super Seal not conf",1,"PC","Yes",""]
[98854534,"UPM3 SOLAR 15-75 130 CZA EUX3 WU","1","0290","L","98677050","Front foil Hybrid, Solar",1,"PC","No",""]
[98854534,"UPM3 SOLAR 15-75 130 CZA EUX3 WU","1","0430","L","98603956","Quick guide UPM3 SOLAR",1,"PC","No",""]
[98854534,"UPM3 SOLAR 15-75 130 CZA EUX3 WU","1","0440","L","504023","JOINT 1\" 29/23X2",2,"PC","No",""]
[98854534,"UPM3 SOLAR 15-75 130 CZA EUX3 WU","1","0489","L","97570310","#Etiquette 120x60 cpl. spare",1,"PC","Yes","x"]
[98854534,"UPM3 SOLAR 15-75 130 CZA EUX3 WU","1","0720","L","98661018","#Single box cpl. small UPM3",1,"PC","Yes","x","Emb. indiv. "]
[98855174,"UPM3 FLEX AS 25-70 180 AZJ EUX9 WU","1","0105","L","98473428","Stator w/housing shot blasted",1,"PC","Yes",""]
[98855174,"UPM3 FLEX AS 25-70 180 AZJ EUX9 WU","1","0135","L","98288541","O-ring D15x2",1,"PC","No",""]
[98855174,"UPM3 FLEX AS 25-70 180 AZJ EUX9 WU","1","0140","L","98460464","Rotor can cpl. D28x41.4 W DEBLOCKING",1,"PC","No",""]
[98855174,"UPM3 FLEX AS 25-70 180 AZJ EUX9 WU","1","0150","L","97704972","Gasket D82xD70.2x4",1,"PC","No",""]
[98855174,"UPM3 FLEX AS 25-70 180 AZJ EUX9 WU","1","0220","L","98419135","#axe+roue cpl. UPM3 RS4",1,"PC","Yes","x"]
[98855174,"UPM3 FLEX AS 25-70 180 AZJ EUX9 WU","1","0230","L","98152261","Hex cap screw M5x16 raw w. Eco-lubric",4,"PC","No",""]
[98855174,"UPM3 FLEX AS 25-70 180 AZJ EUX9 WU","1","0240","L","98446967","Pump housing DN25-180 1 1/2\" CED UPM3",1,"PC","No",""]
[98855174,"UPM3 FLEX AS 25-70 180 AZJ EUX9 WU","1","0260","L","98477859","Ctrl UPM3 PWM Hybrid Super Seal not conf",1,"PC","Yes",""]
[98855174,"UPM3 FLEX AS 25-70 180 AZJ EUX9 WU","1","0290","L","98441191","Front Foil, Hybrid",1,"PC","No",""]
[98855174,"UPM3 FLEX AS 25-70 180 AZJ EUX9 WU","1","0430","L","98603960","Quick guide UPM3 FLEX AS",1,"PC","No",""]
[98855174,"UPM3 FLEX AS 25-70 180 AZJ EUX9 WU","1","0440","L","520046","JOINT POUR R.U.  44X32X2",2,"PC","No",""]
[98855174,"UPM3 FLEX AS 25-70 180 AZJ EUX9 WU","1","0489","L","97570310","#Etiquette 120x60 cpl. spare",1,"PC","Yes","x"]
[98855174,"UPM3 FLEX AS 25-70 180 AZJ EUX9 WU","1","0720","L","98661018","#Single box cpl. small UPM3",1,"PC","Yes","x","Emb. indiv. "]
[98855183,"UPM3 AUTO L 25-70 180N ZZZ EUX9 DLP","1","0105","L","98473428","Stator w/housing shot blasted",1,"PC","Yes",""]
[98855183,"UPM3 AUTO L 25-70 180N ZZZ EUX9 DLP","1","0135","L","98288541","O-ring D15x2",1,"PC","No",""]
[98855183,"UPM3 AUTO L 25-70 180N ZZZ EUX9 DLP","1","0140","L","98460464","Rotor can cpl. D28x41.4 W DEBLOCKING",1,"PC","No",""]
[98855183,"UPM3 AUTO L 25-70 180N ZZZ EUX9 DLP","1","0150","L","97704972","Gasket D82xD70.2x4",1,"PC","No",""]
[98855183,"UPM3 AUTO L 25-70 180N ZZZ EUX9 DLP","1","0220","L","98419135","#axe+roue cpl. UPM3 RS4",1,"PC","Yes","x"]
[98855183,"UPM3 AUTO L 25-70 180N ZZZ EUX9 DLP","1","0230","L","98152261","Hex cap screw M5x16 raw w. Eco-lubric",4,"PC","No",""]
[98855183,"UPM3 AUTO L 25-70 180N ZZZ EUX9 DLP","1","0240","L","98601972","Pump housing cpl. DN25-180 1 1/2\" N UPM3",1,"PC","No",""]
[98855183,"UPM3 AUTO L 25-70 180N ZZZ EUX9 DLP","1","0260","L","98477859","Ctrl UPM3 PWM Hybrid Super Seal not conf",1,"PC","Yes",""]
[98855183,"UPM3 AUTO L 25-70 180N ZZZ EUX9 DLP","1","0290","L","98441191","Front Foil, Hybrid",1,"PC","No",""]
[98855183,"UPM3 AUTO L 25-70 180N ZZZ EUX9 DLP","1","0300","L","98451691","Blind plug f/Mini Superseal",1,"PC","No",""]
[98855183,"UPM3 AUTO L 25-70 180N ZZZ EUX9 DLP","1","0430","L","98651611","Quick guide UPM3 AUTO L",1,"PC","No",""]
[98855183,"UPM3 AUTO L 25-70 180N ZZZ EUX9 DLP","1","0720","L","98692892","#Packaging cpl. euro pallet 150 pcs.",7.0000000000000001E-3,"PC","Yes","x","emballage"]
[98856813,"UPM3 FLEX AC 15-70 130 ACA EUX9 RIT","1","0105","L","98473428","Stator w/housing shot blasted",1,"PC","Yes",""]
[98856813,"UPM3 FLEX AC 15-70 130 ACA EUX9 RIT","1","0135","L","98288541","O-ring D15x2",1,"PC","No",""]
[98856813,"UPM3 FLEX AC 15-70 130 ACA EUX9 RIT","1","0140","L","98460464","Rotor can cpl. D28x41.4 W DEBLOCKING",1,"PC","No",""]
[98856813,"UPM3 FLEX AC 15-70 130 ACA EUX9 RIT","1","0150","L","97704972","Gasket D82xD70.2x4",1,"PC","No",""]
[98856813,"UPM3 FLEX AC 15-70 130 ACA EUX9 RIT","1","0220","L","98419135","#axe+roue cpl. UPM3 RS4",1,"PC","Yes","x"]
[98856813,"UPM3 FLEX AC 15-70 130 ACA EUX9 RIT","1","0230","L","98152261","Hex cap screw M5x16 raw w. Eco-lubric",4,"PC","No",""]
[98856813,"UPM3 FLEX AC 15-70 130 ACA EUX9 RIT","1","0240","L","98419166","Pump housing DN15-130 1\" CED",1,"PC","No",""]
[98856813,"UPM3 FLEX AC 15-70 130 ACA EUX9 RIT","1","0260","L","98477859","Ctrl UPM3 PWM Hybrid Super Seal not conf",1,"PC","Yes",""]
[98856813,"UPM3 FLEX AC 15-70 130 ACA EUX9 RIT","1","0290","L","98441191","Front Foil, Hybrid",1,"PC","No",""]
[98856813,"UPM3 FLEX AC 15-70 130 ACA EUX9 RIT","1","0430","L","98603958","Quick guide UPM3 FLEX AC",1,"PC","No",""]
[98856813,"UPM3 FLEX AC 15-70 130 ACA EUX9 RIT","1","0720","L","98692923","#Packaging cpl. half euro pallet 96 pcs.",0.02,"PC","Yes","x","emballage"]
[98857196,"UPM3 SOLAR 15-75 130 CZA EUX9 ITH","1","0105","L","98634035","Stator w/housing shot bl. drain pos. 6",1,"PC","Yes",""]
[98857196,"UPM3 SOLAR 15-75 130 CZA EUX9 ITH","1","0135","L","98288541","O-ring D15x2",1,"PC","No",""]
[98857196,"UPM3 SOLAR 15-75 130 CZA EUX9 ITH","1","0140","L","98460464","Rotor can cpl. D28x41.4 W DEBLOCKING",1,"PC","No",""]
[98857196,"UPM3 SOLAR 15-75 130 CZA EUX9 ITH","1","0150","L","97704972","Gasket D82xD70.2x4",1,"PC","No",""]
[98857196,"UPM3 SOLAR 15-75 130 CZA EUX9 ITH","1","0220","L","98419135","#axe+roue cpl. UPM3 RS4",1,"PC","Yes","x"]
[98857196,"UPM3 SOLAR 15-75 130 CZA EUX9 ITH","1","0230","L","98152261","Hex cap screw M5x16 raw w. Eco-lubric",4,"PC","No",""]
[98857196,"UPM3 SOLAR 15-75 130 CZA EUX9 ITH","1","0240","L","98419166","Pump housing DN15-130 1\" CED",1,"PC","No",""]
[98857196,"UPM3 SOLAR 15-75 130 CZA EUX9 ITH","1","0260","L","98477859","Ctrl UPM3 PWM Hybrid Super Seal not conf",1,"PC","Yes",""]
[98857196,"UPM3 SOLAR 15-75 130 CZA EUX9 ITH","1","0290","L","98677050","Front foil Hybrid, Solar",1,"PC","No",""]
[98857196,"UPM3 SOLAR 15-75 130 CZA EUX9 ITH","1","0430","L","98603956","Quick guide UPM3 SOLAR",1,"PC","No",""]
[98857196,"UPM3 SOLAR 15-75 130 CZA EUX9 ITH","1","0720","L","98692923","#Packaging cpl. half euro pallet 96 pcs.",0.02,"PC","Yes","x","emballage"]
[98857216,"UPM3 FLEX AS 15-70 CIL3 AZJ EUX9 ITH","1","0105","L","98473428","Stator w/housing shot blasted",1,"PC","Yes",""]
[98857216,"UPM3 FLEX AS 15-70 CIL3 AZJ EUX9 ITH","1","0135","L","98288541","O-ring D15x2",1,"PC","No",""]
[98857216,"UPM3 FLEX AS 15-70 CIL3 AZJ EUX9 ITH","1","0140","L","98460464","Rotor can cpl. D28x41.4 W DEBLOCKING",1,"PC","No",""]
[98857216,"UPM3 FLEX AS 15-70 CIL3 AZJ EUX9 ITH","1","0150","L","97704972","Gasket D82xD70.2x4",1,"PC","No",""]
[98857216,"UPM3 FLEX AS 15-70 CIL3 AZJ EUX9 ITH","1","0220","L","98419135","#axe+roue cpl. UPM3 RS4",1,"PC","Yes","x"]
[98857216,"UPM3 FLEX AS 15-70 CIL3 AZJ EUX9 ITH","1","0230","L","98152261","Hex cap screw M5x16 raw w. Eco-lubric",4,"PC","No",""]
[98857216,"UPM3 FLEX AS 15-70 CIL3 AZJ EUX9 ITH","1","0240","L","98792801","Pump housing CIL3 130x1\" PA6.6 30%GF",1,"PC","Yes",""]
[98857216,"UPM3 FLEX AS 15-70 CIL3 AZJ EUX9 ITH","1","0260","L","98477859","Ctrl UPM3 PWM Hybrid Super Seal not conf",1,"PC","Yes",""]
[98857216,"UPM3 FLEX AS 15-70 CIL3 AZJ EUX9 ITH","1","0290","L","98441191","Front Foil, Hybrid",1,"PC","No",""]
[98857216,"UPM3 FLEX AS 15-70 CIL3 AZJ EUX9 ITH","1","0430","L","98603960","Quick guide UPM3 FLEX AS",1,"PC","No",""]
[98857216,"UPM3 FLEX AS 15-70 CIL3 AZJ EUX9 ITH","1","0720","L","98692923","#Packaging cpl. half euro pallet 96 pcs.",0.02,"PC","Yes","x","emballage"]
[98857367,"Spare UPM3 15-75 KM BUS VI 7843938","1","0015","L","98137944","Global safety indication VI 5458269",1,"PC","No",""]
[98857367,"Spare UPM3 15-75 KM BUS VI 7843938","1","0105","L","98473428","Stator w/housing shot blasted",1,"PC","Yes",""]
[98857367,"Spare UPM3 15-75 KM BUS VI 7843938","1","0135","L","98288541","O-ring D15x2",1,"PC","No",""]
[98857367,"Spare UPM3 15-75 KM BUS VI 7843938","1","0140","L","98460464","Rotor can cpl. D28x41.4 W DEBLOCKING",1,"PC","No",""]
[98857367,"Spare UPM3 15-75 KM BUS VI 7843938","1","0150","L","97704972","Gasket D82xD70.2x4",1,"PC","No",""]
[98857367,"Spare UPM3 15-75 KM BUS VI 7843938","1","0220","L","98419135","#axe+roue cpl. UPM3 RS4",1,"PC","Yes","x"]
[98857367,"Spare UPM3 15-75 KM BUS VI 7843938","1","0260","L","98478041","Ctrl UPM3 KM-BUS Super Seal not config",1,"PC","Yes",""]
[98857367,"Spare UPM3 15-75 KM BUS VI 7843938","1","0290","L","98354083","Front Foil, PWM",1,"PC","No",""]
[98857367,"Spare UPM3 15-75 KM BUS VI 7843938","1","0430","L","98603098","Quick guide UPM3 PWM replac. pump head",1,"PC","No",""]
[98857367,"Spare UPM3 15-75 KM BUS VI 7843938","1","0440","L","98400958","Sachet avec 4 vis 98152261",1,"PC","Yes",""]
[98857367,"Spare UPM3 15-75 KM BUS VI 7843938","1","0489","L","97570310","#Etiquette 120x60 cpl. spare",1,"PC","Yes","x"]
[98857367,"Spare UPM3 15-75 KM BUS VI 7843938","1","0720","L","98661020","#Single box cpl. pump head UPM3",1,"PC","Yes","x","Emb. indiv. "]
[98857367,"Spare UPM3 15-75 KM BUS VI 7843938","1","1000","L","96629700","Pochette \"Doc ci-inclus\" 110MX160MM",1,"PC","No",""]
[98857389,"UPM3 SOLAR 25-75 130 CZA EUX6 OV","1","0105","L","98473428","Stator w/housing shot blasted",1,"PC","Yes",""]
[98857389,"UPM3 SOLAR 25-75 130 CZA EUX6 OV","1","0135","L","98288541","O-ring D15x2",1,"PC","No",""]
[98857389,"UPM3 SOLAR 25-75 130 CZA EUX6 OV","1","0140","L","98460464","Rotor can cpl. D28x41.4 W DEBLOCKING",1,"PC","No",""]
[98857389,"UPM3 SOLAR 25-75 130 CZA EUX6 OV","1","0150","L","97704972","Gasket D82xD70.2x4",1,"PC","No",""]
[98857389,"UPM3 SOLAR 25-75 130 CZA EUX6 OV","1","0220","L","98419135","#axe+roue cpl. UPM3 RS4",1,"PC","Yes","x"]
[98857389,"UPM3 SOLAR 25-75 130 CZA EUX6 OV","1","0230","L","98152261","Hex cap screw M5x16 raw w. Eco-lubric",4,"PC","No",""]
[98857389,"UPM3 SOLAR 25-75 130 CZA EUX6 OV","1","0240","L","98446965","Pump housing DN25-130 1 1/2\" CED",1,"PC","No",""]
[98857389,"UPM3 SOLAR 25-75 130 CZA EUX6 OV","1","0260","L","98680749","Ctrl UPM3 PWM Hybrid FCI not config",1,"PC","No",""]
[98857389,"UPM3 SOLAR 25-75 130 CZA EUX6 OV","1","0290","L","98677050","Front foil Hybrid, Solar",1,"PC","No",""]
[98857389,"UPM3 SOLAR 25-75 130 CZA EUX6 OV","1","0305","L","98451798","Lock for FCI Connection",1,"PC","No",""]
[98857389,"UPM3 SOLAR 25-75 130 CZA EUX6 OV","1","0430","L","98603956","Quick guide UPM3 SOLAR",1,"PC","No",""]
[98857389,"UPM3 SOLAR 25-75 130 CZA EUX6 OV","1","0720","L","98696458","#Packaging cpl. euro pallet 175 pcs.",6.0000000000000001E-3,"PC","Yes","x","emballage"]
[98859390,"UPM3 15-40 130 AZA EUX9 APO","1","0105","L","98473428","Stator w/housing shot blasted",1,"PC","Yes",""]
[98859390,"UPM3 15-40 130 AZA EUX9 APO","1","0135","L","98288541","O-ring D15x2",1,"PC","No",""]
[98859390,"UPM3 15-40 130 AZA EUX9 APO","1","0140","L","98460464","Rotor can cpl. D28x41.4 W DEBLOCKING",1,"PC","No",""]
[98859390,"UPM3 15-40 130 AZA EUX9 APO","1","0150","L","97704972","Gasket D82xD70.2x4",1,"PC","No",""]
[98859390,"UPM3 15-40 130 AZA EUX9 APO","1","0220","L","98419135","#axe+roue cpl. UPM3 RS4",1,"PC","Yes","x"]
[98859390,"UPM3 15-40 130 AZA EUX9 APO","1","0230","L","98152261","Hex cap screw M5x16 raw w. Eco-lubric",4,"PC","No",""]
[98859390,"UPM3 15-40 130 AZA EUX9 APO","1","0240","L","98419166","Pump housing DN15-130 1\" CED",1,"PC","No",""]
[98859390,"UPM3 15-40 130 AZA EUX9 APO","1","0260","L","98288597","Ctrl UPM3 PWM Super Seal not config",1,"PC","No",""]
[98859390,"UPM3 15-40 130 AZA EUX9 APO","1","0290","L","98354083","Front Foil, PWM",1,"PC","No",""]
[98859390,"UPM3 15-40 130 AZA EUX9 APO","1","0430","L","98603954","Quick guide UPM3 PWM",1,"PC","No",""]
[98859390,"UPM3 15-40 130 AZA EUX9 APO","1","0489","L","97570310","#Etiquette 120x60 cpl. spare",1,"PC","Yes","x"]
[98859390,"UPM3 15-40 130 AZA EUX9 APO","1","0670","L","98373382","Cable cpl. Power UPM3 2000mm",1,"PC","No",""]
[98859390,"UPM3 15-40 130 AZA EUX9 APO","1","0680","L","98347385","Cable cpl. Signal UPM3 2000mm",1,"PC","No",""]
[98859390,"UPM3 15-40 130 AZA EUX9 APO","1","0720","L","98661018","#Single box cpl. small UPM3",1,"PC","Yes","x","Emb. indiv. "]
[98860430,"UPM3 FLEX AS 15-70 GGES3 AZJ EUX9 HRM","1","0105","L","98473428","Stator w/housing shot blasted",1,"PC","Yes",""]
[98860430,"UPM3 FLEX AS 15-70 GGES3 AZJ EUX9 HRM","1","0135","L","98288541","O-ring D15x2",1,"PC","No",""]
[98860430,"UPM3 FLEX AS 15-70 GGES3 AZJ EUX9 HRM","1","0140","L","98460464","Rotor can cpl. D28x41.4 W DEBLOCKING",1,"PC","No",""]
[98860430,"UPM3 FLEX AS 15-70 GGES3 AZJ EUX9 HRM","1","0150","L","97704972","Gasket D82xD70.2x4",1,"PC","No",""]
[98860430,"UPM3 FLEX AS 15-70 GGES3 AZJ EUX9 HRM","1","0220","L","98419135","#axe+roue cpl. UPM3 RS4",1,"PC","Yes","x"]
[98860430,"UPM3 FLEX AS 15-70 GGES3 AZJ EUX9 HRM","1","0230","L","98152261","Hex cap screw M5x16 raw w. Eco-lubric",4,"PC","No",""]
[98860430,"UPM3 FLEX AS 15-70 GGES3 AZJ EUX9 HRM","1","0240","L","98648502","Pump housing cpl. GGES3 CED",1,"PC","No",""]
[98860430,"UPM3 FLEX AS 15-70 GGES3 AZJ EUX9 HRM","1","0260","L","98477859","Ctrl UPM3 PWM Hybrid Super Seal not conf",1,"PC","Yes",""]
[98860430,"UPM3 FLEX AS 15-70 GGES3 AZJ EUX9 HRM","1","0290","L","98441191","Front Foil, Hybrid",1,"PC","No",""]
[98860430,"UPM3 FLEX AS 15-70 GGES3 AZJ EUX9 HRM","1","0430","L","98603960","Quick guide UPM3 FLEX AS",1,"PC","No",""]
[98860430,"UPM3 FLEX AS 15-70 GGES3 AZJ EUX9 HRM","1","0440","L","504023","JOINT 1\" 29/23X2",2,"PC","No",""]
[98860430,"UPM3 FLEX AS 15-70 GGES3 AZJ EUX9 HRM","1","0670","L","98373382","Cable cpl. Power UPM3 2000mm",1,"PC","No",""]
[98860430,"UPM3 FLEX AS 15-70 GGES3 AZJ EUX9 HRM","1","0720","L","98803209","#Packaging cpl.half pallet 192 pcs.",0.01,"PC","Yes","x","emballage"]
[98860767,"UPM3 SOLAR 15-75 130 CZA EUX9 RES","1","0105","L","98634035","Stator w/housing shot bl. drain pos. 6",1,"PC","Yes",""]
[98860767,"UPM3 SOLAR 15-75 130 CZA EUX9 RES","1","0135","L","98288541","O-ring D15x2",1,"PC","No",""]
[98860767,"UPM3 SOLAR 15-75 130 CZA EUX9 RES","1","0140","L","98460464","Rotor can cpl. D28x41.4 W DEBLOCKING",1,"PC","No",""]
[98860767,"UPM3 SOLAR 15-75 130 CZA EUX9 RES","1","0150","L","97704972","Gasket D82xD70.2x4",1,"PC","No",""]
[98860767,"UPM3 SOLAR 15-75 130 CZA EUX9 RES","1","0220","L","98419135","#axe+roue cpl. UPM3 RS4",1,"PC","Yes","x"]
[98860767,"UPM3 SOLAR 15-75 130 CZA EUX9 RES","1","0230","L","98152261","Hex cap screw M5x16 raw w. Eco-lubric",4,"PC","No",""]
[98860767,"UPM3 SOLAR 15-75 130 CZA EUX9 RES","1","0240","L","98419166","Pump housing DN15-130 1\" CED",1,"PC","No",""]
[98860767,"UPM3 SOLAR 15-75 130 CZA EUX9 RES","1","0260","L","98477859","Ctrl UPM3 PWM Hybrid Super Seal not conf",1,"PC","Yes",""]
[98860767,"UPM3 SOLAR 15-75 130 CZA EUX9 RES","1","0290","L","98677050","Front foil Hybrid, Solar",1,"PC","No",""]
[98860767,"UPM3 SOLAR 15-75 130 CZA EUX9 RES","1","0430","L","98603956","Quick guide UPM3 SOLAR",1,"PC","No",""]
[98860767,"UPM3 SOLAR 15-75 130 CZA EUX9 RES","1","0720","L","98692923","#Packaging cpl. half euro pallet 96 pcs.",0.02,"PC","Yes","x","emballage"]
[98862075,"UPM3 AUTO L 15-50 130 ZZZ EUX9 SW","1","0105","L","98473428","Stator w/housing shot blasted",1,"PC","Yes",""]
[98862075,"UPM3 AUTO L 15-50 130 ZZZ EUX9 SW","1","0135","L","98288541","O-ring D15x2",1,"PC","No",""]
[98862075,"UPM3 AUTO L 15-50 130 ZZZ EUX9 SW","1","0140","L","98460464","Rotor can cpl. D28x41.4 W DEBLOCKING",1,"PC","No",""]
[98862075,"UPM3 AUTO L 15-50 130 ZZZ EUX9 SW","1","0150","L","97704972","Gasket D82xD70.2x4",1,"PC","No",""]
[98862075,"UPM3 AUTO L 15-50 130 ZZZ EUX9 SW","1","0220","L","98419135","#axe+roue cpl. UPM3 RS4",1,"PC","Yes","x"]
[98862075,"UPM3 AUTO L 15-50 130 ZZZ EUX9 SW","1","0230","L","98152261","Hex cap screw M5x16 raw w. Eco-lubric",4,"PC","No",""]
[98862075,"UPM3 AUTO L 15-50 130 ZZZ EUX9 SW","1","0240","L","98419166","Pump housing DN15-130 1\" CED",1,"PC","No",""]
[98862075,"UPM3 AUTO L 15-50 130 ZZZ EUX9 SW","1","0260","L","98477859","Ctrl UPM3 PWM Hybrid Super Seal not conf",1,"PC","Yes",""]
[98862075,"UPM3 AUTO L 15-50 130 ZZZ EUX9 SW","1","0290","L","98441191","Front Foil, Hybrid",1,"PC","No",""]
[98862075,"UPM3 AUTO L 15-50 130 ZZZ EUX9 SW","1","0300","L","98451691","Blind plug f/Mini Superseal",1,"PC","No",""]
[98862075,"UPM3 AUTO L 15-50 130 ZZZ EUX9 SW","1","0430","L","98651611","Quick guide UPM3 AUTO L",1,"PC","No",""]
[98862075,"UPM3 AUTO L 15-50 130 ZZZ EUX9 SW","1","0720","L","98692923","#Packaging cpl. half euro pallet 96 pcs.",0.02,"PC","Yes","x","emballage"]
[98863235,"UPM3 HYBRID 25-50 130 ACA EUX0 ESB","1","0105","L","98473428","Stator w/housing shot blasted",1,"PC","Yes",""]
[98863235,"UPM3 HYBRID 25-50 130 ACA EUX0 ESB","1","0135","L","98288541","O-ring D15x2",1,"PC","No",""]
[98863235,"UPM3 HYBRID 25-50 130 ACA EUX0 ESB","1","0140","L","98460464","Rotor can cpl. D28x41.4 W DEBLOCKING",1,"PC","No",""]
[98863235,"UPM3 HYBRID 25-50 130 ACA EUX0 ESB","1","0150","L","97704972","Gasket D82xD70.2x4",1,"PC","No",""]
[98863235,"UPM3 HYBRID 25-50 130 ACA EUX0 ESB","1","0220","L","98419135","#axe+roue cpl. UPM3 RS4",1,"PC","Yes","x"]
[98863235,"UPM3 HYBRID 25-50 130 ACA EUX0 ESB","1","0230","L","98152261","Hex cap screw M5x16 raw w. Eco-lubric",4,"PC","No",""]
[98863235,"UPM3 HYBRID 25-50 130 ACA EUX0 ESB","1","0240","L","98446965","Pump housing DN25-130 1 1/2\" CED",1,"PC","No",""]
[98863235,"UPM3 HYBRID 25-50 130 ACA EUX0 ESB","1","0260","L","98477859","Ctrl UPM3 PWM Hybrid Super Seal not conf",1,"PC","Yes",""]
[98863235,"UPM3 HYBRID 25-50 130 ACA EUX0 ESB","1","0290","L","98441191","Front Foil, Hybrid",1,"PC","No",""]
[98863235,"UPM3 HYBRID 25-50 130 ACA EUX0 ESB","1","0670","L","98616020","Cable cpl. Power UPM3 1000mm",1,"PC","No",""]
[98863235,"UPM3 HYBRID 25-50 130 ACA EUX0 ESB","1","0720","L","98696458","#Packaging cpl. euro pallet 175 pcs.",6.0000000000000001E-3,"PC","Yes","x","emballage"]
[98863447,"UPM3 HYBRID 25-70 130 ACA EUX0 ESB","1","0105","L","98473428","Stator w/housing shot blasted",1,"PC","Yes",""]
[98863447,"UPM3 HYBRID 25-70 130 ACA EUX0 ESB","1","0135","L","98288541","O-ring D15x2",1,"PC","No",""]
[98863447,"UPM3 HYBRID 25-70 130 ACA EUX0 ESB","1","0140","L","98460464","Rotor can cpl. D28x41.4 W DEBLOCKING",1,"PC","No",""]
[98863447,"UPM3 HYBRID 25-70 130 ACA EUX0 ESB","1","0150","L","97704972","Gasket D82xD70.2x4",1,"PC","No",""]
[98863447,"UPM3 HYBRID 25-70 130 ACA EUX0 ESB","1","0220","L","98419135","#axe+roue cpl. UPM3 RS4",1,"PC","Yes","x"]
[98863447,"UPM3 HYBRID 25-70 130 ACA EUX0 ESB","1","0230","L","98152261","Hex cap screw M5x16 raw w. Eco-lubric",4,"PC","No",""]
[98863447,"UPM3 HYBRID 25-70 130 ACA EUX0 ESB","1","0240","L","98446965","Pump housing DN25-130 1 1/2\" CED",1,"PC","No",""]
[98863447,"UPM3 HYBRID 25-70 130 ACA EUX0 ESB","1","0260","L","98477859","Ctrl UPM3 PWM Hybrid Super Seal not conf",1,"PC","Yes",""]
[98863447,"UPM3 HYBRID 25-70 130 ACA EUX0 ESB","1","0290","L","98441191","Front Foil, Hybrid",1,"PC","No",""]
[98863447,"UPM3 HYBRID 25-70 130 ACA EUX0 ESB","1","0670","L","98460258","Cable cpl. Power UPM3 1000mm",1,"PC","No",""]
[98863447,"UPM3 HYBRID 25-70 130 ACA EUX0 ESB","1","0720","L","98696458","#Packaging cpl. euro pallet 175 pcs.",6.0000000000000001E-3,"PC","Yes","x","emballage"]
[98863638,"UPM3 AUTO L 15-70 130 ZZZ EUX9 RN","1","0105","L","98473428","Stator w/housing shot blasted",1,"PC","Yes",""]
[98863638,"UPM3 AUTO L 15-70 130 ZZZ EUX9 RN","1","0135","L","98288541","O-ring D15x2",1,"PC","No",""]
[98863638,"UPM3 AUTO L 15-70 130 ZZZ EUX9 RN","1","0140","L","98460464","Rotor can cpl. D28x41.4 W DEBLOCKING",1,"PC","No",""]
[98863638,"UPM3 AUTO L 15-70 130 ZZZ EUX9 RN","1","0150","L","97704972","Gasket D82xD70.2x4",1,"PC","No",""]
[98863638,"UPM3 AUTO L 15-70 130 ZZZ EUX9 RN","1","0220","L","98419135","#axe+roue cpl. UPM3 RS4",1,"PC","Yes","x"]
[98863638,"UPM3 AUTO L 15-70 130 ZZZ EUX9 RN","1","0230","L","98152261","Hex cap screw M5x16 raw w. Eco-lubric",4,"PC","No",""]
[98863638,"UPM3 AUTO L 15-70 130 ZZZ EUX9 RN","1","0240","L","98419166","Pump housing DN15-130 1\" CED",1,"PC","No",""]
[98863638,"UPM3 AUTO L 15-70 130 ZZZ EUX9 RN","1","0260","L","98477859","Ctrl UPM3 PWM Hybrid Super Seal not conf",1,"PC","Yes",""]
[98863638,"UPM3 AUTO L 15-70 130 ZZZ EUX9 RN","1","0290","L","98441191","Front Foil, Hybrid",1,"PC","No",""]
[98863638,"UPM3 AUTO L 15-70 130 ZZZ EUX9 RN","1","0300","L","98451691","Blind plug f/Mini Superseal",1,"PC","No",""]
[98863638,"UPM3 AUTO L 15-70 130 ZZZ EUX9 RN","1","0430","L","98651611","Quick guide UPM3 AUTO L",1,"PC","No",""]
[98863638,"UPM3 AUTO L 15-70 130 ZZZ EUX9 RN","1","0720","L","98692923","#Packaging cpl. half euro pallet 96 pcs.",0.02,"PC","Yes","x","emballage"]
[98864770,"UPM3 AUTO L 25-70 180 ZZZ EUX9 BAR","1","0105","L","98473428","Stator w/housing shot blasted",1,"PC","Yes",""]
[98864770,"UPM3 AUTO L 25-70 180 ZZZ EUX9 BAR","1","0135","L","98288541","O-ring D15x2",1,"PC","No",""]
[98864770,"UPM3 AUTO L 25-70 180 ZZZ EUX9 BAR","1","0140","L","98460464","Rotor can cpl. D28x41.4 W DEBLOCKING",1,"PC","No",""]
[98864770,"UPM3 AUTO L 25-70 180 ZZZ EUX9 BAR","1","0150","L","97704972","Gasket D82xD70.2x4",1,"PC","No",""]
[98864770,"UPM3 AUTO L 25-70 180 ZZZ EUX9 BAR","1","0220","L","98419135","#axe+roue cpl. UPM3 RS4",1,"PC","Yes","x"]
[98864770,"UPM3 AUTO L 25-70 180 ZZZ EUX9 BAR","1","0230","L","98152261","Hex cap screw M5x16 raw w. Eco-lubric",4,"PC","No",""]
[98864770,"UPM3 AUTO L 25-70 180 ZZZ EUX9 BAR","1","0240","L","98446967","Pump housing DN25-180 1 1/2\" CED UPM3",1,"PC","No",""]
[98864770,"UPM3 AUTO L 25-70 180 ZZZ EUX9 BAR","1","0260","L","98477859","Ctrl UPM3 PWM Hybrid Super Seal not conf",1,"PC","Yes",""]
[98864770,"UPM3 AUTO L 25-70 180 ZZZ EUX9 BAR","1","0290","L","98441191","Front Foil, Hybrid",1,"PC","No",""]
[98864770,"UPM3 AUTO L 25-70 180 ZZZ EUX9 BAR","1","0300","L","98451691","Blind plug f/Mini Superseal",1,"PC","No",""]
[98864770,"UPM3 AUTO L 25-70 180 ZZZ EUX9 BAR","1","0670","L","98616020","Cable cpl. Power UPM3 1000mm",1,"PC","No",""]
[98864770,"UPM3 AUTO L 25-70 180 ZZZ EUX9 BAR","1","0720","L","98692892","#Packaging cpl. euro pallet 150 pcs.",7.0000000000000001E-3,"PC","Yes","x","emballage"]
[98866320,"UPM3 15-40 130 AZA EUX9 SSO","1","0105","L","98473428","Stator w/housing shot blasted",1,"PC","Yes",""]
[98866320,"UPM3 15-40 130 AZA EUX9 SSO","1","0135","L","98288541","O-ring D15x2",1,"PC","No",""]
[98866320,"UPM3 15-40 130 AZA EUX9 SSO","1","0140","L","98460464","Rotor can cpl. D28x41.4 W DEBLOCKING",1,"PC","No",""]
[98866320,"UPM3 15-40 130 AZA EUX9 SSO","1","0150","L","97704972","Gasket D82xD70.2x4",1,"PC","No",""]
[98866320,"UPM3 15-40 130 AZA EUX9 SSO","1","0220","L","98419135","#axe+roue cpl. UPM3 RS4",1,"PC","Yes","x"]
[98866320,"UPM3 15-40 130 AZA EUX9 SSO","1","0230","L","98152261","Hex cap screw M5x16 raw w. Eco-lubric",4,"PC","No",""]
[98866320,"UPM3 15-40 130 AZA EUX9 SSO","1","0240","L","98419166","Pump housing DN15-130 1\" CED",1,"PC","No",""]
[98866320,"UPM3 15-40 130 AZA EUX9 SSO","1","0260","L","98288597","Ctrl UPM3 PWM Super Seal not config",1,"PC","No",""]
[98866320,"UPM3 15-40 130 AZA EUX9 SSO","1","0290","L","98354083","Front Foil, PWM",1,"PC","No",""]
[98866320,"UPM3 15-40 130 AZA EUX9 SSO","1","0670","L","98373384","Cable cpl. Power UPM3 2000mm",1,"PC","No",""]
[98866320,"UPM3 15-40 130 AZA EUX9 SSO","1","0680","L","98347385","Cable cpl. Signal UPM3 2000mm",1,"PC","No",""]
[98866320,"UPM3 15-40 130 AZA EUX9 SSO","1","0720","L","98692923","#Packaging cpl. half euro pallet 96 pcs.",0.02,"PC","Yes","x","emballage"]
[98867248,"UPM3 AUTO L 15-70 CIL3 ZZZ EUX6 GEM","1","0105","L","98473428","Stator w/housing shot blasted",1,"PC","Yes",""]
[98867248,"UPM3 AUTO L 15-70 CIL3 ZZZ EUX6 GEM","1","0135","L","98288541","O-ring D15x2",1,"PC","No",""]
[98867248,"UPM3 AUTO L 15-70 CIL3 ZZZ EUX6 GEM","1","0140","L","98460464","Rotor can cpl. D28x41.4 W DEBLOCKING",1,"PC","No",""]
[98867248,"UPM3 AUTO L 15-70 CIL3 ZZZ EUX6 GEM","1","0150","L","97704972","Gasket D82xD70.2x4",1,"PC","No",""]
[98867248,"UPM3 AUTO L 15-70 CIL3 ZZZ EUX6 GEM","1","0220","L","98494812","Shaft w/impeller cpl. w/o hole",1,"PC","Yes","x"]
[98867248,"UPM3 AUTO L 15-70 CIL3 ZZZ EUX6 GEM","1","0230","L","98152261","Hex cap screw M5x16 raw w. Eco-lubric",4,"PC","No",""]
[98867248,"UPM3 AUTO L 15-70 CIL3 ZZZ EUX6 GEM","1","0240","L","98792795","Pump housing CIL3 130x1\" PPS 40%GF",1,"PC","Yes",""]
[98867248,"UPM3 AUTO L 15-70 CIL3 ZZZ EUX6 GEM","1","0260","L","98477859","Ctrl UPM3 PWM Hybrid Super Seal not conf",1,"PC","Yes",""]
[98867248,"UPM3 AUTO L 15-70 CIL3 ZZZ EUX6 GEM","1","0290","L","98441191","Front Foil, Hybrid",1,"PC","No",""]
[98867248,"UPM3 AUTO L 15-70 CIL3 ZZZ EUX6 GEM","1","0300","L","98451691","Blind plug f/Mini Superseal",1,"PC","No",""]
[98867248,"UPM3 AUTO L 15-70 CIL3 ZZZ EUX6 GEM","1","0430","L","98651611","Quick guide UPM3 AUTO L",1,"PC","No",""]
[98867248,"UPM3 AUTO L 15-70 CIL3 ZZZ EUX6 GEM","1","0720","L","98696458","#Packaging cpl. euro pallet 175 pcs.",6.0000000000000001E-3,"PC","Yes","x","emballage"]
[98868188,"UPM3 AUTO 25-50 130 ZZZ EUX9 ELN","1","0105","L","98473428","Stator w/housing shot blasted",1,"PC","Yes",""]
[98868188,"UPM3 AUTO 25-50 130 ZZZ EUX9 ELN","1","0135","L","98288541","O-ring D15x2",1,"PC","No",""]
[98868188,"UPM3 AUTO 25-50 130 ZZZ EUX9 ELN","1","0140","L","98460464","Rotor can cpl. D28x41.4 W DEBLOCKING",1,"PC","No",""]
[98868188,"UPM3 AUTO 25-50 130 ZZZ EUX9 ELN","1","0150","L","97704972","Gasket D82xD70.2x4",1,"PC","No",""]
[98868188,"UPM3 AUTO 25-50 130 ZZZ EUX9 ELN","1","0220","L","98419135","#axe+roue cpl. UPM3 RS4",1,"PC","Yes","x"]
[98868188,"UPM3 AUTO 25-50 130 ZZZ EUX9 ELN","1","0230","L","98152261","Hex cap screw M5x16 raw w. Eco-lubric",4,"PC","No",""]
[98868188,"UPM3 AUTO 25-50 130 ZZZ EUX9 ELN","1","0240","L","98446965","Pump housing DN25-130 1 1/2\" CED",1,"PC","No",""]
[98868188,"UPM3 AUTO 25-50 130 ZZZ EUX9 ELN","1","0260","L","98477859","Ctrl UPM3 PWM Hybrid Super Seal not conf",1,"PC","Yes",""]
[98868188,"UPM3 AUTO 25-50 130 ZZZ EUX9 ELN","1","0290","L","98441191","Front Foil, Hybrid",1,"PC","No",""]
[98868188,"UPM3 AUTO 25-50 130 ZZZ EUX9 ELN","1","0300","L","98451691","Blind plug f/Mini Superseal",1,"PC","No",""]
[98868188,"UPM3 AUTO 25-50 130 ZZZ EUX9 ELN","1","0670","L","98460258","Cable cpl. Power UPM3 1000mm",1,"PC","No",""]
[98868188,"UPM3 AUTO 25-50 130 ZZZ EUX9 ELN","1","0720","L","98696458","#Packaging cpl. euro pallet 175 pcs.",6.0000000000000001E-3,"PC","Yes","x","emballage"]
[98870351,"UPM3 AUTO 15-70 130 ZZZ EUX3 FOI","1","0105","L","98473428","Stator w/housing shot blasted",1,"PC","Yes",""]
[98870351,"UPM3 AUTO 15-70 130 ZZZ EUX3 FOI","1","0135","L","98288541","O-ring D15x2",1,"PC","No",""]
[98870351,"UPM3 AUTO 15-70 130 ZZZ EUX3 FOI","1","0140","L","98460464","Rotor can cpl. D28x41.4 W DEBLOCKING",1,"PC","No",""]
[98870351,"UPM3 AUTO 15-70 130 ZZZ EUX3 FOI","1","0150","L","97704972","Gasket D82xD70.2x4",1,"PC","No",""]
[98870351,"UPM3 AUTO 15-70 130 ZZZ EUX3 FOI","1","0220","L","98419135","#axe+roue cpl. UPM3 RS4",1,"PC","Yes","x"]
[98870351,"UPM3 AUTO 15-70 130 ZZZ EUX3 FOI","1","0230","L","98152261","Hex cap screw M5x16 raw w. Eco-lubric",4,"PC","No",""]
[98870351,"UPM3 AUTO 15-70 130 ZZZ EUX3 FOI","1","0240","L","98419166","Pump housing DN15-130 1\" CED",1,"PC","No",""]
[98870351,"UPM3 AUTO 15-70 130 ZZZ EUX3 FOI","1","0260","L","98477859","Ctrl UPM3 PWM Hybrid Super Seal not conf",1,"PC","Yes",""]
[98870351,"UPM3 AUTO 15-70 130 ZZZ EUX3 FOI","1","0290","L","98441191","Front Foil, Hybrid",1,"PC","No",""]
[98870351,"UPM3 AUTO 15-70 130 ZZZ EUX3 FOI","1","0300","L","98451691","Blind plug f/Mini Superseal",1,"PC","No",""]
[98870351,"UPM3 AUTO 15-70 130 ZZZ EUX3 FOI","1","0670","L","98616020","Cable cpl. Power UPM3 1000mm",1,"PC","No",""]
[98870351,"UPM3 AUTO 15-70 130 ZZZ EUX3 FOI","1","0720","L","98696458","#Packaging cpl. euro pallet 175 pcs.",6.0000000000000001E-3,"PC","Yes","x","emballage"]
[98870759,"UPM3 AUTO L 25-70 N 130 ZZZ EUX9 VAR","1","0105","L","98473428","Stator w/housing shot blasted",1,"PC","Yes",""]
[98870759,"UPM3 AUTO L 25-70 N 130 ZZZ EUX9 VAR","1","0135","L","98288541","O-ring D15x2",1,"PC","No",""]
[98870759,"UPM3 AUTO L 25-70 N 130 ZZZ EUX9 VAR","1","0140","L","98460464","Rotor can cpl. D28x41.4 W DEBLOCKING",1,"PC","No",""]
[98870759,"UPM3 AUTO L 25-70 N 130 ZZZ EUX9 VAR","1","0150","L","97704972","Gasket D82xD70.2x4",1,"PC","No",""]
[98870759,"UPM3 AUTO L 25-70 N 130 ZZZ EUX9 VAR","1","0220","L","98419135","#axe+roue cpl. UPM3 RS4",1,"PC","Yes","x"]
[98870759,"UPM3 AUTO L 25-70 N 130 ZZZ EUX9 VAR","1","0230","L","98152261","Hex cap screw M5x16 raw w. Eco-lubric",4,"PC","No",""]
[98870759,"UPM3 AUTO L 25-70 N 130 ZZZ EUX9 VAR","1","0240","L","98601971","Pump housing cpl. DN25-130 1 1/2\" N UPM3",1,"PC","No",""]
[98870759,"UPM3 AUTO L 25-70 N 130 ZZZ EUX9 VAR","1","0260","L","98477859","Ctrl UPM3 PWM Hybrid Super Seal not conf",1,"PC","Yes",""]
[98870759,"UPM3 AUTO L 25-70 N 130 ZZZ EUX9 VAR","1","0290","L","98441191","Front Foil, Hybrid",1,"PC","No",""]
[98870759,"UPM3 AUTO L 25-70 N 130 ZZZ EUX9 VAR","1","0300","L","98451691","Blind plug f/Mini Superseal",1,"PC","No",""]
[98870759,"UPM3 AUTO L 25-70 N 130 ZZZ EUX9 VAR","1","0670","L","98460258","Cable cpl. Power UPM3 1000mm",1,"PC","No",""]
[98870759,"UPM3 AUTO L 25-70 N 130 ZZZ EUX9 VAR","1","0720","L","98692923","#Packaging cpl. half euro pallet 96 pcs.",0.02,"PC","Yes","x","emballage"]
[98870764,"UPM3 HYBRID 25-70 180 ACA EUX9 HHG","1","0105","L","98473428","Stator w/housing shot blasted",1,"PC","Yes",""]
[98870764,"UPM3 HYBRID 25-70 180 ACA EUX9 HHG","1","0135","L","98288541","O-ring D15x2",1,"PC","No",""]
[98870764,"UPM3 HYBRID 25-70 180 ACA EUX9 HHG","1","0140","L","98460464","Rotor can cpl. D28x41.4 W DEBLOCKING",1,"PC","No",""]
[98870764,"UPM3 HYBRID 25-70 180 ACA EUX9 HHG","1","0150","L","97704972","Gasket D82xD70.2x4",1,"PC","No",""]
[98870764,"UPM3 HYBRID 25-70 180 ACA EUX9 HHG","1","0220","L","98419135","#axe+roue cpl. UPM3 RS4",1,"PC","Yes","x"]
[98870764,"UPM3 HYBRID 25-70 180 ACA EUX9 HHG","1","0230","L","98152261","Hex cap screw M5x16 raw w. Eco-lubric",4,"PC","No",""]
[98870764,"UPM3 HYBRID 25-70 180 ACA EUX9 HHG","1","0240","L","98446967","Pump housing DN25-180 1 1/2\" CED UPM3",1,"PC","No",""]
[98870764,"UPM3 HYBRID 25-70 180 ACA EUX9 HHG","1","0260","L","98477859","Ctrl UPM3 PWM Hybrid Super Seal not conf",1,"PC","Yes",""]
[98870764,"UPM3 HYBRID 25-70 180 ACA EUX9 HHG","1","0290","L","98441191","Front Foil, Hybrid",1,"PC","No",""]
[98870764,"UPM3 HYBRID 25-70 180 ACA EUX9 HHG","1","0670","L","98460260","Cable cpl,. Power UPM3 1000mm",1,"PC","No",""]
[98870764,"UPM3 HYBRID 25-70 180 ACA EUX9 HHG","1","0720","L","98692910","#Packaging cpl. half euro pallet 96 pcs.",0.02,"PC","Yes","x","emballage"]
[98870806,"UPM3 HYBRID 25-70 180 ACA EUX9 HHG","1","0105","L","98473428","Stator w/housing shot blasted",1,"PC","Yes",""]
[98870806,"UPM3 HYBRID 25-70 180 ACA EUX9 HHG","1","0135","L","98288541","O-ring D15x2",1,"PC","No",""]
[98870806,"UPM3 HYBRID 25-70 180 ACA EUX9 HHG","1","0140","L","98460464","Rotor can cpl. D28x41.4 W DEBLOCKING",1,"PC","No",""]
[98870806,"UPM3 HYBRID 25-70 180 ACA EUX9 HHG","1","0150","L","97704972","Gasket D82xD70.2x4",1,"PC","No",""]
[98870806,"UPM3 HYBRID 25-70 180 ACA EUX9 HHG","1","0220","L","98419135","#axe+roue cpl. UPM3 RS4",1,"PC","Yes","x"]
[98870806,"UPM3 HYBRID 25-70 180 ACA EUX9 HHG","1","0230","L","98152261","Hex cap screw M5x16 raw w. Eco-lubric",4,"PC","No",""]
[98870806,"UPM3 HYBRID 25-70 180 ACA EUX9 HHG","1","0240","L","98446967","Pump housing DN25-180 1 1/2\" CED UPM3",1,"PC","No",""]
[98870806,"UPM3 HYBRID 25-70 180 ACA EUX9 HHG","1","0260","L","98477859","Ctrl UPM3 PWM Hybrid Super Seal not conf",1,"PC","Yes",""]
[98870806,"UPM3 HYBRID 25-70 180 ACA EUX9 HHG","1","0290","L","98441191","Front Foil, Hybrid",1,"PC","No",""]
[98870806,"UPM3 HYBRID 25-70 180 ACA EUX9 HHG","1","0670","L","98460260","Cable cpl,. Power UPM3 1000mm",1,"PC","No",""]
[98870806,"UPM3 HYBRID 25-70 180 ACA EUX9 HHG","1","0680","L","98460256","Cable cpl. Signal UPM3 1000mm",1,"PC","No",""]
[98870806,"UPM3 HYBRID 25-70 180 ACA EUX9 HHG","1","0720","L","98692910","#Packaging cpl. half euro pallet 96 pcs.",0.02,"PC","Yes","x","emballage"]
[98871239,"UPM3 15-75 CACAO AZA EUX9 WO","1","0105","L","98473428","Stator w/housing shot blasted",1,"PC","Yes",""]
[98871239,"UPM3 15-75 CACAO AZA EUX9 WO","1","0135","L","98288541","O-ring D15x2",1,"PC","No",""]
[98871239,"UPM3 15-75 CACAO AZA EUX9 WO","1","0140","L","98460464","Rotor can cpl. D28x41.4 W DEBLOCKING",1,"PC","No",""]
[98871239,"UPM3 15-75 CACAO AZA EUX9 WO","1","0150","L","97704972","Gasket D82xD70.2x4",1,"PC","No",""]
[98871239,"UPM3 15-75 CACAO AZA EUX9 WO","1","0220","L","98419135","#axe+roue cpl. UPM3 RS4",1,"PC","Yes","x"]
[98871239,"UPM3 15-75 CACAO AZA EUX9 WO","1","0230","L","98152261","Hex cap screw M5x16 raw w. Eco-lubric",4,"PC","No",""]
[98871239,"UPM3 15-75 CACAO AZA EUX9 WO","1","0240","L","98095194","Pump housing cpl. Cacao C2 UPM2",1,"PC","No",""]
[98871239,"UPM3 15-75 CACAO AZA EUX9 WO","1","0260","L","98288597","Ctrl UPM3 PWM Super Seal not config",1,"PC","No",""]
[98871239,"UPM3 15-75 CACAO AZA EUX9 WO","1","0290","L","98354083","Front Foil, PWM",1,"PC","No",""]
[98871239,"UPM3 15-75 CACAO AZA EUX9 WO","1","0670","L","98373382","Cable cpl. Power UPM3 2000mm",1,"PC","No",""]
[98871239,"UPM3 15-75 CACAO AZA EUX9 WO","1","0680","L","98347385","Cable cpl. Signal UPM3 2000mm",1,"PC","No",""]
[98871239,"UPM3 15-75 CACAO AZA EUX9 WO","1","0720","L","98696458","#Packaging cpl. euro pallet 175 pcs.",6.0000000000000001E-3,"PC","Yes","x","emballage"]
[98872390,"UPM3 FLEX AS 15-70 130 AZJ EUX3 KOS","1","0105","L","98473428","Stator w/housing shot blasted",1,"PC","Yes",""]
[98872390,"UPM3 FLEX AS 15-70 130 AZJ EUX3 KOS","1","0135","L","98288541","O-ring D15x2",1,"PC","No",""]
[98872390,"UPM3 FLEX AS 15-70 130 AZJ EUX3 KOS","1","0140","L","98460464","Rotor can cpl. D28x41.4 W DEBLOCKING",1,"PC","No",""]
[98872390,"UPM3 FLEX AS 15-70 130 AZJ EUX3 KOS","1","0150","L","97704972","Gasket D82xD70.2x4",1,"PC","No",""]
[98872390,"UPM3 FLEX AS 15-70 130 AZJ EUX3 KOS","1","0220","L","98419135","#axe+roue cpl. UPM3 RS4",1,"PC","Yes","x"]
[98872390,"UPM3 FLEX AS 15-70 130 AZJ EUX3 KOS","1","0230","L","98152261","Hex cap screw M5x16 raw w. Eco-lubric",4,"PC","No",""]
[98872390,"UPM3 FLEX AS 15-70 130 AZJ EUX3 KOS","1","0240","L","98419166","Pump housing DN15-130 1\" CED",1,"PC","No",""]
[98872390,"UPM3 FLEX AS 15-70 130 AZJ EUX3 KOS","1","0260","L","98477859","Ctrl UPM3 PWM Hybrid Super Seal not conf",1,"PC","Yes",""]
[98872390,"UPM3 FLEX AS 15-70 130 AZJ EUX3 KOS","1","0290","L","98441191","Front Foil, Hybrid",1,"PC","No",""]
[98872390,"UPM3 FLEX AS 15-70 130 AZJ EUX3 KOS","1","0440","L","504023","JOINT 1\" 29/23X2",2,"PC","No",""]
[98872390,"UPM3 FLEX AS 15-70 130 AZJ EUX3 KOS","1","0670","L","98460260","Cable cpl,. Power UPM3 1000mm",1,"PC","No",""]
[98872390,"UPM3 FLEX AS 15-70 130 AZJ EUX3 KOS","1","0720","L","98696458","#Packaging cpl. euro pallet 175 pcs.",6.0000000000000001E-3,"PC","Yes","x","emballage"]
[98872458,"UPM3 HYBRID 15-70 130 ACA EUX9 ONE","1","0105","L","98473428","Stator w/housing shot blasted",1,"PC","Yes",""]
[98872458,"UPM3 HYBRID 15-70 130 ACA EUX9 ONE","1","0135","L","98288541","O-ring D15x2",1,"PC","No",""]
[98872458,"UPM3 HYBRID 15-70 130 ACA EUX9 ONE","1","0140","L","98460464","Rotor can cpl. D28x41.4 W DEBLOCKING",1,"PC","No",""]
[98872458,"UPM3 HYBRID 15-70 130 ACA EUX9 ONE","1","0150","L","97704972","Gasket D82xD70.2x4",1,"PC","No",""]
[98872458,"UPM3 HYBRID 15-70 130 ACA EUX9 ONE","1","0220","L","98419135","#axe+roue cpl. UPM3 RS4",1,"PC","Yes","x"]
[98872458,"UPM3 HYBRID 15-70 130 ACA EUX9 ONE","1","0230","L","98152261","Hex cap screw M5x16 raw w. Eco-lubric",4,"PC","No",""]
[98872458,"UPM3 HYBRID 15-70 130 ACA EUX9 ONE","1","0240","L","98419166","Pump housing DN15-130 1\" CED",1,"PC","No",""]
[98872458,"UPM3 HYBRID 15-70 130 ACA EUX9 ONE","1","0260","L","98477859","Ctrl UPM3 PWM Hybrid Super Seal not conf",1,"PC","Yes",""]
[98872458,"UPM3 HYBRID 15-70 130 ACA EUX9 ONE","1","0290","L","98441191","Front Foil, Hybrid",1,"PC","No",""]
[98872458,"UPM3 HYBRID 15-70 130 ACA EUX9 ONE","1","0670","L","98460260","Cable cpl,. Power UPM3 1000mm",1,"PC","No",""]
[98872458,"UPM3 HYBRID 15-70 130 ACA EUX9 ONE","1","0680","L","98460256","Cable cpl. Signal UPM3 1000mm",1,"PC","No",""]
[98872458,"UPM3 HYBRID 15-70 130 ACA EUX9 ONE","1","0720","L","98692923","#Packaging cpl. half euro pallet 96 pcs.",0.02,"PC","Yes","x","emballage"]
[98872816,"UPM3 15-75 130 AZA EUY9 HOL","1","0105","L","98473428","Stator w/housing shot blasted",1,"PC","Yes",""]
[98872816,"UPM3 15-75 130 AZA EUY9 HOL","1","0135","L","98288541","O-ring D15x2",1,"PC","No",""]
[98872816,"UPM3 15-75 130 AZA EUY9 HOL","1","0140","L","98460464","Rotor can cpl. D28x41.4 W DEBLOCKING",1,"PC","No",""]
[98872816,"UPM3 15-75 130 AZA EUY9 HOL","1","0150","L","97704972","Gasket D82xD70.2x4",1,"PC","No",""]
[98872816,"UPM3 15-75 130 AZA EUY9 HOL","1","0220","L","98419135","#axe+roue cpl. UPM3 RS4",1,"PC","Yes","x"]
[98872816,"UPM3 15-75 130 AZA EUY9 HOL","1","0230","L","98152261","Hex cap screw M5x16 raw w. Eco-lubric",4,"PC","No",""]
[98872816,"UPM3 15-75 130 AZA EUY9 HOL","1","0240","L","98419166","Pump housing DN15-130 1\" CED",1,"PC","No",""]
[98872816,"UPM3 15-75 130 AZA EUY9 HOL","1","0260","L","98478042","Ctrl UPM3 PWM FCI not config",1,"PC","Yes",""]
[98872816,"UPM3 15-75 130 AZA EUY9 HOL","1","0290","L","98354083","Front Foil, PWM",1,"PC","No",""]
[98872816,"UPM3 15-75 130 AZA EUY9 HOL","1","0305","L","98451798","Lock for FCI Connection",1,"PC","No",""]
[98872816,"UPM3 15-75 130 AZA EUY9 HOL","1","0690","L","98556867","Adapter Superseal Molex UPM3 50mm",1,"PC","No",""]
[98872816,"UPM3 15-75 130 AZA EUY9 HOL","1","0720","L","98696458","#Packaging cpl. euro pallet 175 pcs.",6.0000000000000001E-3,"PC","Yes","x","emballage"]
[98872871,"UPM3 25-75 130 AZA EUY3 HOL","1","0105","L","98473428","Stator w/housing shot blasted",1,"PC","Yes",""]
[98872871,"UPM3 25-75 130 AZA EUY3 HOL","1","0135","L","98288541","O-ring D15x2",1,"PC","No",""]
[98872871,"UPM3 25-75 130 AZA EUY3 HOL","1","0140","L","98460464","Rotor can cpl. D28x41.4 W DEBLOCKING",1,"PC","No",""]
[98872871,"UPM3 25-75 130 AZA EUY3 HOL","1","0150","L","97704972","Gasket D82xD70.2x4",1,"PC","No",""]
[98872871,"UPM3 25-75 130 AZA EUY3 HOL","1","0220","L","98419135","#axe+roue cpl. UPM3 RS4",1,"PC","Yes","x"]
[98872871,"UPM3 25-75 130 AZA EUY3 HOL","1","0230","L","98152261","Hex cap screw M5x16 raw w. Eco-lubric",4,"PC","No",""]
[98872871,"UPM3 25-75 130 AZA EUY3 HOL","1","0240","L","98446965","Pump housing DN25-130 1 1/2\" CED",1,"PC","No",""]
[98872871,"UPM3 25-75 130 AZA EUY3 HOL","1","0260","L","98478042","Ctrl UPM3 PWM FCI not config",1,"PC","Yes",""]
[98872871,"UPM3 25-75 130 AZA EUY3 HOL","1","0290","L","98354083","Front Foil, PWM",1,"PC","No",""]
[98872871,"UPM3 25-75 130 AZA EUY3 HOL","1","0305","L","98451798","Lock for FCI Connection",1,"PC","No",""]
[98872871,"UPM3 25-75 130 AZA EUY3 HOL","1","0670","L","98460259","Cable cpl. Power UPM3 4000mm",1,"PC","No",""]
[98872871,"UPM3 25-75 130 AZA EUY3 HOL","1","0720","L","98696458","#Packaging cpl. euro pallet 175 pcs.",6.0000000000000001E-3,"PC","Yes","x","emballage"]
[98872946,"UPM3 AUTO 25-70 130 ZZZ EUX9 DRL","1","0105","L","98473428","Stator w/housing shot blasted",1,"PC","Yes",""]
[98872946,"UPM3 AUTO 25-70 130 ZZZ EUX9 DRL","1","0135","L","98288541","O-ring D15x2",1,"PC","No",""]
[98872946,"UPM3 AUTO 25-70 130 ZZZ EUX9 DRL","1","0140","L","98460464","Rotor can cpl. D28x41.4 W DEBLOCKING",1,"PC","No",""]
[98872946,"UPM3 AUTO 25-70 130 ZZZ EUX9 DRL","1","0150","L","97704972","Gasket D82xD70.2x4",1,"PC","No",""]
[98872946,"UPM3 AUTO 25-70 130 ZZZ EUX9 DRL","1","0220","L","98419135","#axe+roue cpl. UPM3 RS4",1,"PC","Yes","x"]
[98872946,"UPM3 AUTO 25-70 130 ZZZ EUX9 DRL","1","0230","L","98152261","Hex cap screw M5x16 raw w. Eco-lubric",4,"PC","No",""]
[98872946,"UPM3 AUTO 25-70 130 ZZZ EUX9 DRL","1","0240","L","98446965","Pump housing DN25-130 1 1/2\" CED",1,"PC","No",""]
[98872946,"UPM3 AUTO 25-70 130 ZZZ EUX9 DRL","1","0260","L","98477859","Ctrl UPM3 PWM Hybrid Super Seal not conf",1,"PC","Yes",""]
[98872946,"UPM3 AUTO 25-70 130 ZZZ EUX9 DRL","1","0290","L","98441191","Front Foil, Hybrid",1,"PC","No",""]
[98872946,"UPM3 AUTO 25-70 130 ZZZ EUX9 DRL","1","0300","L","98451691","Blind plug f/Mini Superseal",1,"PC","No",""]
[98872946,"UPM3 AUTO 25-70 130 ZZZ EUX9 DRL","1","0430","L","98651459","Quick guide UPM3 AUTO",1,"PC","No",""]
[98872946,"UPM3 AUTO 25-70 130 ZZZ EUX9 DRL","1","0440","L","520046","JOINT POUR R.U.  44X32X2",2,"PC","No",""]
[98872946,"UPM3 AUTO 25-70 130 ZZZ EUX9 DRL","1","0670","L","98373384","Cable cpl. Power UPM3 2000mm",1,"PC","No",""]
[98872946,"UPM3 AUTO 25-70 130 ZZZ EUX9 DRL","1","0720","L","98696458","#Packaging cpl. euro pallet 175 pcs.",6.0000000000000001E-3,"PC","Yes","x","emballage"]
[98873703,"UPM3 AUTO L 15-70 130 ZZZ EUX9 MB","1","0105","L","98473428","Stator w/housing shot blasted",1,"PC","Yes",""]
[98873703,"UPM3 AUTO L 15-70 130 ZZZ EUX9 MB","1","0135","L","98288541","O-ring D15x2",1,"PC","No",""]
[98873703,"UPM3 AUTO L 15-70 130 ZZZ EUX9 MB","1","0140","L","98460464","Rotor can cpl. D28x41.4 W DEBLOCKING",1,"PC","No",""]
[98873703,"UPM3 AUTO L 15-70 130 ZZZ EUX9 MB","1","0150","L","97704972","Gasket D82xD70.2x4",1,"PC","No",""]
[98873703,"UPM3 AUTO L 15-70 130 ZZZ EUX9 MB","1","0220","L","98419135","#axe+roue cpl. UPM3 RS4",1,"PC","Yes","x"]
[98873703,"UPM3 AUTO L 15-70 130 ZZZ EUX9 MB","1","0230","L","98152261","Hex cap screw M5x16 raw w. Eco-lubric",4,"PC","No",""]
[98873703,"UPM3 AUTO L 15-70 130 ZZZ EUX9 MB","1","0240","L","98419166","Pump housing DN15-130 1\" CED",1,"PC","No",""]
[98873703,"UPM3 AUTO L 15-70 130 ZZZ EUX9 MB","1","0260","L","98477859","Ctrl UPM3 PWM Hybrid Super Seal not conf",1,"PC","Yes",""]
[98873703,"UPM3 AUTO L 15-70 130 ZZZ EUX9 MB","1","0290","L","98441191","Front Foil, Hybrid",1,"PC","No",""]
[98873703,"UPM3 AUTO L 15-70 130 ZZZ EUX9 MB","1","0300","L","98451691","Blind plug f/Mini Superseal",1,"PC","No",""]
[98873703,"UPM3 AUTO L 15-70 130 ZZZ EUX9 MB","1","0430","L","98651611","Quick guide UPM3 AUTO L",1,"PC","No",""]
[98873703,"UPM3 AUTO L 15-70 130 ZZZ EUX9 MB","1","0670","L","98616051","Cable cpl. Power UPM3 2000mm",1,"PC","No",""]
[98873703,"UPM3 AUTO L 15-70 130 ZZZ EUX9 MB","1","0720","L","98696458","#Packaging cpl. euro pallet 175 pcs.",6.0000000000000001E-3,"PC","Yes","x","emballage"]
[98875760,"UPM3 FLEX AS 15-70 130 AZJ EUX9 FIO","1","0105","L","98473428","Stator w/housing shot blasted",1,"PC","Yes",""]
[98875760,"UPM3 FLEX AS 15-70 130 AZJ EUX9 FIO","1","0135","L","98288541","O-ring D15x2",1,"PC","No",""]
[98875760,"UPM3 FLEX AS 15-70 130 AZJ EUX9 FIO","1","0140","L","98460464","Rotor can cpl. D28x41.4 W DEBLOCKING",1,"PC","No",""]
[98875760,"UPM3 FLEX AS 15-70 130 AZJ EUX9 FIO","1","0150","L","97704972","Gasket D82xD70.2x4",1,"PC","No",""]
[98875760,"UPM3 FLEX AS 15-70 130 AZJ EUX9 FIO","1","0220","L","98419135","#axe+roue cpl. UPM3 RS4",1,"PC","Yes","x"]
[98875760,"UPM3 FLEX AS 15-70 130 AZJ EUX9 FIO","1","0230","L","98152261","Hex cap screw M5x16 raw w. Eco-lubric",4,"PC","No",""]
[98875760,"UPM3 FLEX AS 15-70 130 AZJ EUX9 FIO","1","0240","L","98419166","Pump housing DN15-130 1\" CED",1,"PC","No",""]
[98875760,"UPM3 FLEX AS 15-70 130 AZJ EUX9 FIO","1","0260","L","98477859","Ctrl UPM3 PWM Hybrid Super Seal not conf",1,"PC","Yes",""]
[98875760,"UPM3 FLEX AS 15-70 130 AZJ EUX9 FIO","1","0290","L","98441191","Front Foil, Hybrid",1,"PC","No",""]
[98875760,"UPM3 FLEX AS 15-70 130 AZJ EUX9 FIO","1","0670","L","98460260","Cable cpl,. Power UPM3 1000mm",1,"PC","No",""]
[98875760,"UPM3 FLEX AS 15-70 130 AZJ EUX9 FIO","1","0680","L","98460256","Cable cpl. Signal UPM3 1000mm",1,"PC","No",""]
[98875760,"UPM3 FLEX AS 15-70 130 AZJ EUX9 FIO","1","0720","L","98692923","#Packaging cpl. half euro pallet 96 pcs.",0.02,"PC","Yes","x","emballage"]
[98875845,"UPM3 SOLAR 15-145 CIAO2 CZA EUX9 RT","1","0105","L","98473428","Stator w/housing shot blasted",1,"PC","Yes",""]
[98875845,"UPM3 SOLAR 15-145 CIAO2 CZA EUX9 RT","1","0135","L","98288541","O-ring D15x2",1,"PC","No",""]
[98875845,"UPM3 SOLAR 15-145 CIAO2 CZA EUX9 RT","1","0140","L","98460464","Rotor can cpl. D28x41.4 W DEBLOCKING",1,"PC","No",""]
[98875845,"UPM3 SOLAR 15-145 CIAO2 CZA EUX9 RT","1","0150","L","97704972","Gasket D82xD70.2x4",1,"PC","No",""]
[98875845,"UPM3 SOLAR 15-145 CIAO2 CZA EUX9 RT","1","0220","L","98692629","#Shaft w/impeller cpl. D15.5/52",1,"PC","Yes","x"]
[98875845,"UPM3 SOLAR 15-145 CIAO2 CZA EUX9 RT","1","0230","L","98152261","Hex cap screw M5x16 raw w. Eco-lubric",4,"PC","No",""]
[98875845,"UPM3 SOLAR 15-145 CIAO2 CZA EUX9 RT","1","0240","L","98650878","Pump housing cpl. CIAO2 UPM3",1,"PC","Yes",""]
[98875845,"UPM3 SOLAR 15-145 CIAO2 CZA EUX9 RT","1","0260","L","98477859","Ctrl UPM3 PWM Hybrid Super Seal not conf",1,"PC","Yes",""]
[98875845,"UPM3 SOLAR 15-145 CIAO2 CZA EUX9 RT","1","0290","L","98677050","Front foil Hybrid, Solar",1,"PC","No",""]
[98875845,"UPM3 SOLAR 15-145 CIAO2 CZA EUX9 RT","1","0430","L","98603956","Quick guide UPM3 SOLAR",1,"PC","No",""]
[98875845,"UPM3 SOLAR 15-145 CIAO2 CZA EUX9 RT","1","0670","L","98616020","Cable cpl. Power UPM3 1000mm",1,"PC","No",""]
[98875845,"UPM3 SOLAR 15-145 CIAO2 CZA EUX9 RT","1","0680","L","98460256","Cable cpl. Signal UPM3 1000mm",1,"PC","No",""]
[98875845,"UPM3 SOLAR 15-145 CIAO2 CZA EUX9 RT","1","0720","L","98692900","#Packaging cpl. euro pallet 140 pcs.",8.9999999999999993E-3,"PC","Yes","x","emballage"]
[98876512,"KIT, QUICK GUIDE UPM3 FLEX AS (100 pcs.)","1","0240","L","98603960","Quick guide UPM3 FLEX AS",1,"PC","No",""]
[98876512,"KIT, QUICK GUIDE UPM3 FLEX AS (100 pcs.)","1","0489","L","00ID7183","ETIQ.INTERMEC 90X140 (RL1200)",0.01,"PC","No",""]
[98876512,"KIT, QUICK GUIDE UPM3 FLEX AS (100 pcs.)","1","0720","L","96307013","Packaging w/graphics 179x179x168mm",0.01,"PC","No","","emballage"]
[98876515,"KIT, QUICK GUIDE UPM3 AUTO L (100 pcs.)","1","0240","L","98651611","Quick guide UPM3 AUTO L",1,"PC","No",""]
[98876515,"KIT, QUICK GUIDE UPM3 AUTO L (100 pcs.)","1","0489","L","00ID7183","ETIQ.INTERMEC 90X140 (RL1200)",0.01,"PC","No",""]
[98876515,"KIT, QUICK GUIDE UPM3 AUTO L (100 pcs.)","1","0720","L","96307013","Packaging w/graphics 179x179x168mm",0.01,"PC","No","","emballage"]
[98876525,"KIT, QUICK GUIDE UPM3 HYBRID (100 pcs.)","1","0240","L","98603930","Quick guide UPM3 HYBRID",1,"PC","No",""]
[98876525,"KIT, QUICK GUIDE UPM3 HYBRID (100 pcs.)","1","0489","L","00ID7183","ETIQ.INTERMEC 90X140 (RL1200)",0.01,"PC","No",""]
[98876525,"KIT, QUICK GUIDE UPM3 HYBRID (100 pcs.)","1","0720","L","96307013","Packaging w/graphics 179x179x168mm",0.01,"PC","No","","emballage"]
[98878425,"UPM3 FLEX AC 25-70 180 ACA EUX9 KES","1","0105","L","98473428","Stator w/housing shot blasted",1,"PC","Yes",""]
[98878425,"UPM3 FLEX AC 25-70 180 ACA EUX9 KES","1","0135","L","98288541","O-ring D15x2",1,"PC","No",""]
[98878425,"UPM3 FLEX AC 25-70 180 ACA EUX9 KES","1","0140","L","98460464","Rotor can cpl. D28x41.4 W DEBLOCKING",1,"PC","No",""]
[98878425,"UPM3 FLEX AC 25-70 180 ACA EUX9 KES","1","0150","L","97704972","Gasket D82xD70.2x4",1,"PC","No",""]
[98878425,"UPM3 FLEX AC 25-70 180 ACA EUX9 KES","1","0220","L","98419135","#axe+roue cpl. UPM3 RS4",1,"PC","Yes","x"]
[98878425,"UPM3 FLEX AC 25-70 180 ACA EUX9 KES","1","0230","L","98152261","Hex cap screw M5x16 raw w. Eco-lubric",4,"PC","No",""]
[98878425,"UPM3 FLEX AC 25-70 180 ACA EUX9 KES","1","0240","L","98446967","Pump housing DN25-180 1 1/2\" CED UPM3",1,"PC","No",""]
[98878425,"UPM3 FLEX AC 25-70 180 ACA EUX9 KES","1","0260","L","98477859","Ctrl UPM3 PWM Hybrid Super Seal not conf",1,"PC","Yes",""]
[98878425,"UPM3 FLEX AC 25-70 180 ACA EUX9 KES","1","0290","L","98441191","Front Foil, Hybrid",1,"PC","No",""]
[98878425,"UPM3 FLEX AC 25-70 180 ACA EUX9 KES","1","0670","L","98460271","Cable cpl. Power UPM3 4000mm",1,"PC","No",""]
[98878425,"UPM3 FLEX AC 25-70 180 ACA EUX9 KES","1","0680","L","98347385","Cable cpl. Signal UPM3 2000mm",1,"PC","No",""]
[98878425,"UPM3 FLEX AC 25-70 180 ACA EUX9 KES","1","0720","L","98692910","#Packaging cpl. half euro pallet 96 pcs.",0.02,"PC","Yes","x","emballage"]
[98878707,"UPM3 FLEX AC 25-70 N 180 ACA EUX9 KES","1","0105","L","98473428","Stator w/housing shot blasted",1,"PC","Yes",""]
[98878707,"UPM3 FLEX AC 25-70 N 180 ACA EUX9 KES","1","0135","L","98288541","O-ring D15x2",1,"PC","No",""]
[98878707,"UPM3 FLEX AC 25-70 N 180 ACA EUX9 KES","1","0140","L","98460464","Rotor can cpl. D28x41.4 W DEBLOCKING",1,"PC","No",""]
[98878707,"UPM3 FLEX AC 25-70 N 180 ACA EUX9 KES","1","0150","L","97704972","Gasket D82xD70.2x4",1,"PC","No",""]
[98878707,"UPM3 FLEX AC 25-70 N 180 ACA EUX9 KES","1","0220","L","98419135","#axe+roue cpl. UPM3 RS4",1,"PC","Yes","x"]
[98878707,"UPM3 FLEX AC 25-70 N 180 ACA EUX9 KES","1","0230","L","98152261","Hex cap screw M5x16 raw w. Eco-lubric",4,"PC","No",""]
[98878707,"UPM3 FLEX AC 25-70 N 180 ACA EUX9 KES","1","0240","L","98601972","Pump housing cpl. DN25-180 1 1/2\" N UPM3",1,"PC","No",""]
[98878707,"UPM3 FLEX AC 25-70 N 180 ACA EUX9 KES","1","0260","L","98477859","Ctrl UPM3 PWM Hybrid Super Seal not conf",1,"PC","Yes",""]
[98878707,"UPM3 FLEX AC 25-70 N 180 ACA EUX9 KES","1","0290","L","98441191","Front Foil, Hybrid",1,"PC","No",""]
[98878707,"UPM3 FLEX AC 25-70 N 180 ACA EUX9 KES","1","0670","L","98460271","Cable cpl. Power UPM3 4000mm",1,"PC","No",""]
[98878707,"UPM3 FLEX AC 25-70 N 180 ACA EUX9 KES","1","0680","L","98347385","Cable cpl. Signal UPM3 2000mm",1,"PC","No",""]
[98878707,"UPM3 FLEX AC 25-70 N 180 ACA EUX9 KES","1","0720","L","98692892","#Packaging cpl. euro pallet 150 pcs.",7.0000000000000001E-3,"PC","Yes","x","emballage"]
[98880375,"UPM3 AUTO 25-70 180 ZZZ EUX9 VAR","1","0105","L","98473428","Stator w/housing shot blasted",1,"PC","Yes",""]
[98880375,"UPM3 AUTO 25-70 180 ZZZ EUX9 VAR","1","0135","L","98288541","O-ring D15x2",1,"PC","No",""]
[98880375,"UPM3 AUTO 25-70 180 ZZZ EUX9 VAR","1","0140","L","98460464","Rotor can cpl. D28x41.4 W DEBLOCKING",1,"PC","No",""]
[98880375,"UPM3 AUTO 25-70 180 ZZZ EUX9 VAR","1","0150","L","97704972","Gasket D82xD70.2x4",1,"PC","No",""]
[98880375,"UPM3 AUTO 25-70 180 ZZZ EUX9 VAR","1","0220","L","98419135","#axe+roue cpl. UPM3 RS4",1,"PC","Yes","x"]
[98880375,"UPM3 AUTO 25-70 180 ZZZ EUX9 VAR","1","0230","L","98152261","Hex cap screw M5x16 raw w. Eco-lubric",4,"PC","No",""]
[98880375,"UPM3 AUTO 25-70 180 ZZZ EUX9 VAR","1","0240","L","98446967","Pump housing DN25-180 1 1/2\" CED UPM3",1,"PC","No",""]
[98880375,"UPM3 AUTO 25-70 180 ZZZ EUX9 VAR","1","0260","L","98477859","Ctrl UPM3 PWM Hybrid Super Seal not conf",1,"PC","Yes",""]
[98880375,"UPM3 AUTO 25-70 180 ZZZ EUX9 VAR","1","0290","L","98441191","Front Foil, Hybrid",1,"PC","No",""]
[98880375,"UPM3 AUTO 25-70 180 ZZZ EUX9 VAR","1","0300","L","98451691","Blind plug f/Mini Superseal",1,"PC","No",""]
[98880375,"UPM3 AUTO 25-70 180 ZZZ EUX9 VAR","1","0670","L","98373382","Cable cpl. Power UPM3 2000mm",1,"PC","No",""]
[98880375,"UPM3 AUTO 25-70 180 ZZZ EUX9 VAR","1","0720","L","98692910","#Packaging cpl. half euro pallet 96 pcs.",0.02,"PC","Yes","x","emballage"]
[98881753,"UPM3 AUTO 15-50 130 ZZZ EUX9 ELN","1","0105","L","98473428","Stator w/housing shot blasted",1,"PC","Yes",""]
[98881753,"UPM3 AUTO 15-50 130 ZZZ EUX9 ELN","1","0135","L","98288541","O-ring D15x2",1,"PC","No",""]
[98881753,"UPM3 AUTO 15-50 130 ZZZ EUX9 ELN","1","0140","L","98460464","Rotor can cpl. D28x41.4 W DEBLOCKING",1,"PC","No",""]
[98881753,"UPM3 AUTO 15-50 130 ZZZ EUX9 ELN","1","0150","L","97704972","Gasket D82xD70.2x4",1,"PC","No",""]
[98881753,"UPM3 AUTO 15-50 130 ZZZ EUX9 ELN","1","0220","L","98419135","#axe+roue cpl. UPM3 RS4",1,"PC","Yes","x"]
[98881753,"UPM3 AUTO 15-50 130 ZZZ EUX9 ELN","1","0230","L","98152261","Hex cap screw M5x16 raw w. Eco-lubric",4,"PC","No",""]
[98881753,"UPM3 AUTO 15-50 130 ZZZ EUX9 ELN","1","0240","L","98419166","Pump housing DN15-130 1\" CED",1,"PC","No",""]
[98881753,"UPM3 AUTO 15-50 130 ZZZ EUX9 ELN","1","0260","L","98477859","Ctrl UPM3 PWM Hybrid Super Seal not conf",1,"PC","Yes",""]
[98881753,"UPM3 AUTO 15-50 130 ZZZ EUX9 ELN","1","0290","L","98441191","Front Foil, Hybrid",1,"PC","No",""]
[98881753,"UPM3 AUTO 15-50 130 ZZZ EUX9 ELN","1","0300","L","98451691","Blind plug f/Mini Superseal",1,"PC","No",""]
[98881753,"UPM3 AUTO 15-50 130 ZZZ EUX9 ELN","1","0670","L","98460258","Cable cpl. Power UPM3 1000mm",1,"PC","No",""]
[98881753,"UPM3 AUTO 15-50 130 ZZZ EUX9 ELN","1","0720","L","98696458","#Packaging cpl. euro pallet 175 pcs.",6.0000000000000001E-3,"PC","Yes","x","emballage"]
[98883305,"UPM3 AUTO L 25-70 130 ZZZ EUX0 ANK","1","0105","L","98473428","Stator w/housing shot blasted",1,"PC","Yes",""]
[98883305,"UPM3 AUTO L 25-70 130 ZZZ EUX0 ANK","1","0135","L","98288541","O-ring D15x2",1,"PC","No",""]
[98883305,"UPM3 AUTO L 25-70 130 ZZZ EUX0 ANK","1","0140","L","98460464","Rotor can cpl. D28x41.4 W DEBLOCKING",1,"PC","No",""]
[98883305,"UPM3 AUTO L 25-70 130 ZZZ EUX0 ANK","1","0150","L","97704972","Gasket D82xD70.2x4",1,"PC","No",""]
[98883305,"UPM3 AUTO L 25-70 130 ZZZ EUX0 ANK","1","0220","L","98419135","#axe+roue cpl. UPM3 RS4",1,"PC","Yes","x"]
[98883305,"UPM3 AUTO L 25-70 130 ZZZ EUX0 ANK","1","0230","L","98152261","Hex cap screw M5x16 raw w. Eco-lubric",4,"PC","No",""]
[98883305,"UPM3 AUTO L 25-70 130 ZZZ EUX0 ANK","1","0240","L","98446965","Pump housing DN25-130 1 1/2\" CED",1,"PC","No",""]
[98883305,"UPM3 AUTO L 25-70 130 ZZZ EUX0 ANK","1","0260","L","98477859","Ctrl UPM3 PWM Hybrid Super Seal not conf",1,"PC","Yes",""]
[98883305,"UPM3 AUTO L 25-70 130 ZZZ EUX0 ANK","1","0290","L","98441191","Front Foil, Hybrid",1,"PC","No",""]
[98883305,"UPM3 AUTO L 25-70 130 ZZZ EUX0 ANK","1","0300","L","98451691","Blind plug f/Mini Superseal",1,"PC","No",""]
[98883305,"UPM3 AUTO L 25-70 130 ZZZ EUX0 ANK","1","0670","L","98616020","Cable cpl. Power UPM3 1000mm",1,"PC","No",""]
[98883305,"UPM3 AUTO L 25-70 130 ZZZ EUX0 ANK","1","0720","L","98692923","#Packaging cpl. half euro pallet 96 pcs.",0.02,"PC","Yes","x","emballage"]
[98885043,"UPM3 SOLAR 25-75 130 CZA EUX9 AE","1","0105","L","98634035","Stator w/housing shot bl. drain pos. 6",1,"PC","Yes",""]
[98885043,"UPM3 SOLAR 25-75 130 CZA EUX9 AE","1","0135","L","98288541","O-ring D15x2",1,"PC","No",""]
[98885043,"UPM3 SOLAR 25-75 130 CZA EUX9 AE","1","0140","L","98460464","Rotor can cpl. D28x41.4 W DEBLOCKING",1,"PC","No",""]
[98885043,"UPM3 SOLAR 25-75 130 CZA EUX9 AE","1","0150","L","97704972","Gasket D82xD70.2x4",1,"PC","No",""]
[98885043,"UPM3 SOLAR 25-75 130 CZA EUX9 AE","1","0220","L","98419135","#axe+roue cpl. UPM3 RS4",1,"PC","Yes","x"]
[98885043,"UPM3 SOLAR 25-75 130 CZA EUX9 AE","1","0230","L","98152261","Hex cap screw M5x16 raw w. Eco-lubric",4,"PC","No",""]
[98885043,"UPM3 SOLAR 25-75 130 CZA EUX9 AE","1","0240","L","98446965","Pump housing DN25-130 1 1/2\" CED",1,"PC","No",""]
[98885043,"UPM3 SOLAR 25-75 130 CZA EUX9 AE","1","0260","L","98477859","Ctrl UPM3 PWM Hybrid Super Seal not conf",1,"PC","Yes",""]
[98885043,"UPM3 SOLAR 25-75 130 CZA EUX9 AE","1","0290","L","98677050","Front foil Hybrid, Solar",1,"PC","No",""]
[98885043,"UPM3 SOLAR 25-75 130 CZA EUX9 AE","1","0430","L","98603956","Quick guide UPM3 SOLAR",1,"PC","No",""]
[98885043,"UPM3 SOLAR 25-75 130 CZA EUX9 AE","1","0720","L","98696458","#Packaging cpl. euro pallet 175 pcs.",6.0000000000000001E-3,"PC","Yes","x","emballage"]
[98885155,"UPM3 SOLAR 15-75 130 CZA EUX9 DU","1","0105","L","98634035","Stator w/housing shot bl. drain pos. 6",1,"PC","Yes",""]
[98885155,"UPM3 SOLAR 15-75 130 CZA EUX9 DU","1","0135","L","98288541","O-ring D15x2",1,"PC","No",""]
[98885155,"UPM3 SOLAR 15-75 130 CZA EUX9 DU","1","0140","L","98460464","Rotor can cpl. D28x41.4 W DEBLOCKING",1,"PC","No",""]
[98885155,"UPM3 SOLAR 15-75 130 CZA EUX9 DU","1","0150","L","97704972","Gasket D82xD70.2x4",1,"PC","No",""]
[98885155,"UPM3 SOLAR 15-75 130 CZA EUX9 DU","1","0220","L","98419135","#axe+roue cpl. UPM3 RS4",1,"PC","Yes","x"]
[98885155,"UPM3 SOLAR 15-75 130 CZA EUX9 DU","1","0230","L","98152261","Hex cap screw M5x16 raw w. Eco-lubric",4,"PC","No",""]
[98885155,"UPM3 SOLAR 15-75 130 CZA EUX9 DU","1","0240","L","98419166","Pump housing DN15-130 1\" CED",1,"PC","No",""]
[98885155,"UPM3 SOLAR 15-75 130 CZA EUX9 DU","1","0260","L","98477859","Ctrl UPM3 PWM Hybrid Super Seal not conf",1,"PC","Yes",""]
[98885155,"UPM3 SOLAR 15-75 130 CZA EUX9 DU","1","0290","L","98677050","Front foil Hybrid, Solar",1,"PC","No",""]
[98885155,"UPM3 SOLAR 15-75 130 CZA EUX9 DU","1","0430","L","98603956","Quick guide UPM3 SOLAR",1,"PC","No",""]
[98885155,"UPM3 SOLAR 15-75 130 CZA EUX9 DU","1","0720","L","98696458","#Packaging cpl. euro pallet 175 pcs.",6.0000000000000001E-3,"PC","Yes","x","emballage"]
[98885216,"UPM3 HYBRID 25-70 180 ACA EUX9 TSH","1","0105","L","98473428","Stator w/housing shot blasted",1,"PC","Yes",""]
[98885216,"UPM3 HYBRID 25-70 180 ACA EUX9 TSH","1","0135","L","98288541","O-ring D15x2",1,"PC","No",""]
[98885216,"UPM3 HYBRID 25-70 180 ACA EUX9 TSH","1","0140","L","98460464","Rotor can cpl. D28x41.4 W DEBLOCKING",1,"PC","No",""]
[98885216,"UPM3 HYBRID 25-70 180 ACA EUX9 TSH","1","0150","L","97704972","Gasket D82xD70.2x4",1,"PC","No",""]
[98885216,"UPM3 HYBRID 25-70 180 ACA EUX9 TSH","1","0220","L","98419135","#axe+roue cpl. UPM3 RS4",1,"PC","Yes","x"]
[98885216,"UPM3 HYBRID 25-70 180 ACA EUX9 TSH","1","0230","L","98152261","Hex cap screw M5x16 raw w. Eco-lubric",4,"PC","No",""]
[98885216,"UPM3 HYBRID 25-70 180 ACA EUX9 TSH","1","0240","L","98446967","Pump housing DN25-180 1 1/2\" CED UPM3",1,"PC","No",""]
[98885216,"UPM3 HYBRID 25-70 180 ACA EUX9 TSH","1","0260","L","98477859","Ctrl UPM3 PWM Hybrid Super Seal not conf",1,"PC","Yes",""]
[98885216,"UPM3 HYBRID 25-70 180 ACA EUX9 TSH","1","0290","L","98441191","Front Foil, Hybrid",1,"PC","No",""]
[98885216,"UPM3 HYBRID 25-70 180 ACA EUX9 TSH","1","0489","L","97570310","#Etiquette 120x60 cpl. spare",1,"PC","Yes","x"]
[98885216,"UPM3 HYBRID 25-70 180 ACA EUX9 TSH","1","0670","L","98373384","Cable cpl. Power UPM3 2000mm",1,"PC","No",""]
[98885216,"UPM3 HYBRID 25-70 180 ACA EUX9 TSH","1","0720","L","98661018","#Single box cpl. small UPM3",1,"PC","Yes","x","Emb. indiv. "]
[98885235,"UPM3 AUTO L 25-70 N 130 ZZZ EUX3 VAR","1","0105","L","98473428","Stator w/housing shot blasted",1,"PC","Yes",""]
[98885235,"UPM3 AUTO L 25-70 N 130 ZZZ EUX3 VAR","1","0135","L","98288541","O-ring D15x2",1,"PC","No",""]
[98885235,"UPM3 AUTO L 25-70 N 130 ZZZ EUX3 VAR","1","0140","L","98460464","Rotor can cpl. D28x41.4 W DEBLOCKING",1,"PC","No",""]
[98885235,"UPM3 AUTO L 25-70 N 130 ZZZ EUX3 VAR","1","0150","L","97704972","Gasket D82xD70.2x4",1,"PC","No",""]
[98885235,"UPM3 AUTO L 25-70 N 130 ZZZ EUX3 VAR","1","0220","L","98419135","#axe+roue cpl. UPM3 RS4",1,"PC","Yes","x"]
[98885235,"UPM3 AUTO L 25-70 N 130 ZZZ EUX3 VAR","1","0230","L","98152261","Hex cap screw M5x16 raw w. Eco-lubric",4,"PC","No",""]
[98885235,"UPM3 AUTO L 25-70 N 130 ZZZ EUX3 VAR","1","0240","L","98601971","Pump housing cpl. DN25-130 1 1/2\" N UPM3",1,"PC","No",""]
[98885235,"UPM3 AUTO L 25-70 N 130 ZZZ EUX3 VAR","1","0260","L","98477859","Ctrl UPM3 PWM Hybrid Super Seal not conf",1,"PC","Yes",""]
[98885235,"UPM3 AUTO L 25-70 N 130 ZZZ EUX3 VAR","1","0290","L","98441191","Front Foil, Hybrid",1,"PC","No",""]
[98885235,"UPM3 AUTO L 25-70 N 130 ZZZ EUX3 VAR","1","0300","L","98451691","Blind plug f/Mini Superseal",1,"PC","No",""]
[98885235,"UPM3 AUTO L 25-70 N 130 ZZZ EUX3 VAR","1","0440","L","98834695","Kit Gasket 520046 qty=96",2.1000000000000001E-2,"PC","Yes",""]
[98885235,"UPM3 AUTO L 25-70 N 130 ZZZ EUX3 VAR","1","0670","L","98373382","Cable cpl. Power UPM3 2000mm",1,"PC","No",""]
[98885235,"UPM3 AUTO L 25-70 N 130 ZZZ EUX3 VAR","1","0720","L","98692923","#Packaging cpl. half euro pallet 96 pcs.",0.02,"PC","Yes","x","emballage"]
[98886472,"UPM3 SOLAR 25-75 180 CZA EUX9 DU","1","0105","L","98634035","Stator w/housing shot bl. drain pos. 6",1,"PC","Yes",""]
[98886472,"UPM3 SOLAR 25-75 180 CZA EUX9 DU","1","0135","L","98288541","O-ring D15x2",1,"PC","No",""]
[98886472,"UPM3 SOLAR 25-75 180 CZA EUX9 DU","1","0140","L","98460464","Rotor can cpl. D28x41.4 W DEBLOCKING",1,"PC","No",""]
[98886472,"UPM3 SOLAR 25-75 180 CZA EUX9 DU","1","0150","L","97704972","Gasket D82xD70.2x4",1,"PC","No",""]
[98886472,"UPM3 SOLAR 25-75 180 CZA EUX9 DU","1","0220","L","98419135","#axe+roue cpl. UPM3 RS4",1,"PC","Yes","x"]
[98886472,"UPM3 SOLAR 25-75 180 CZA EUX9 DU","1","0230","L","98152261","Hex cap screw M5x16 raw w. Eco-lubric",4,"PC","No",""]
[98886472,"UPM3 SOLAR 25-75 180 CZA EUX9 DU","1","0240","L","98446967","Pump housing DN25-180 1 1/2\" CED UPM3",1,"PC","No",""]
[98886472,"UPM3 SOLAR 25-75 180 CZA EUX9 DU","1","0260","L","98477859","Ctrl UPM3 PWM Hybrid Super Seal not conf",1,"PC","Yes",""]
[98886472,"UPM3 SOLAR 25-75 180 CZA EUX9 DU","1","0290","L","98677050","Front foil Hybrid, Solar",1,"PC","No",""]
[98886472,"UPM3 SOLAR 25-75 180 CZA EUX9 DU","1","0430","L","98603956","Quick guide UPM3 SOLAR",1,"PC","No",""]
[98886472,"UPM3 SOLAR 25-75 180 CZA EUX9 DU","1","0720","L","98692892","#Packaging cpl. euro pallet 150 pcs.",7.0000000000000001E-3,"PC","Yes","x","emballage"]
[98887651,"UPM3 AUTO L 15-50 130 ZZZ EUX9 RN","1","0105","L","98473428","Stator w/housing shot blasted",1,"PC","Yes",""]
[98887651,"UPM3 AUTO L 15-50 130 ZZZ EUX9 RN","1","0135","L","98288541","O-ring D15x2",1,"PC","No",""]
[98887651,"UPM3 AUTO L 15-50 130 ZZZ EUX9 RN","1","0140","L","98460464","Rotor can cpl. D28x41.4 W DEBLOCKING",1,"PC","No",""]
[98887651,"UPM3 AUTO L 15-50 130 ZZZ EUX9 RN","1","0150","L","97704972","Gasket D82xD70.2x4",1,"PC","No",""]
[98887651,"UPM3 AUTO L 15-50 130 ZZZ EUX9 RN","1","0220","L","98419135","#axe+roue cpl. UPM3 RS4",1,"PC","Yes","x"]
[98887651,"UPM3 AUTO L 15-50 130 ZZZ EUX9 RN","1","0230","L","98152261","Hex cap screw M5x16 raw w. Eco-lubric",4,"PC","No",""]
[98887651,"UPM3 AUTO L 15-50 130 ZZZ EUX9 RN","1","0240","L","98419166","Pump housing DN15-130 1\" CED",1,"PC","No",""]
[98887651,"UPM3 AUTO L 15-50 130 ZZZ EUX9 RN","1","0260","L","98477859","Ctrl UPM3 PWM Hybrid Super Seal not conf",1,"PC","Yes",""]
[98887651,"UPM3 AUTO L 15-50 130 ZZZ EUX9 RN","1","0290","L","98441191","Front Foil, Hybrid",1,"PC","No",""]
[98887651,"UPM3 AUTO L 15-50 130 ZZZ EUX9 RN","1","0300","L","98451691","Blind plug f/Mini Superseal",1,"PC","No",""]
[98887651,"UPM3 AUTO L 15-50 130 ZZZ EUX9 RN","1","0430","L","98651611","Quick guide UPM3 AUTO L",1,"PC","No",""]
[98887651,"UPM3 AUTO L 15-50 130 ZZZ EUX9 RN","1","0670","L","98373384","Cable cpl. Power UPM3 2000mm",1,"PC","No",""]
[98887651,"UPM3 AUTO L 15-50 130 ZZZ EUX9 RN","1","0720","L","98696458","#Packaging cpl. euro pallet 175 pcs.",6.0000000000000001E-3,"PC","Yes","x","emballage"]
[98887657,"UPM3 AUTO L 15-70 130 ZZZ EUX9 RN","1","0105","L","98473428","Stator w/housing shot blasted",1,"PC","Yes",""]
[98887657,"UPM3 AUTO L 15-70 130 ZZZ EUX9 RN","1","0135","L","98288541","O-ring D15x2",1,"PC","No",""]
[98887657,"UPM3 AUTO L 15-70 130 ZZZ EUX9 RN","1","0140","L","98460464","Rotor can cpl. D28x41.4 W DEBLOCKING",1,"PC","No",""]
[98887657,"UPM3 AUTO L 15-70 130 ZZZ EUX9 RN","1","0150","L","97704972","Gasket D82xD70.2x4",1,"PC","No",""]
[98887657,"UPM3 AUTO L 15-70 130 ZZZ EUX9 RN","1","0220","L","98419135","#axe+roue cpl. UPM3 RS4",1,"PC","Yes","x"]
[98887657,"UPM3 AUTO L 15-70 130 ZZZ EUX9 RN","1","0230","L","98152261","Hex cap screw M5x16 raw w. Eco-lubric",4,"PC","No",""]
[98887657,"UPM3 AUTO L 15-70 130 ZZZ EUX9 RN","1","0240","L","98419166","Pump housing DN15-130 1\" CED",1,"PC","No",""]
[98887657,"UPM3 AUTO L 15-70 130 ZZZ EUX9 RN","1","0260","L","98477859","Ctrl UPM3 PWM Hybrid Super Seal not conf",1,"PC","Yes",""]
[98887657,"UPM3 AUTO L 15-70 130 ZZZ EUX9 RN","1","0290","L","98441191","Front Foil, Hybrid",1,"PC","No",""]
[98887657,"UPM3 AUTO L 15-70 130 ZZZ EUX9 RN","1","0300","L","98451691","Blind plug f/Mini Superseal",1,"PC","No",""]
[98887657,"UPM3 AUTO L 15-70 130 ZZZ EUX9 RN","1","0430","L","98651611","Quick guide UPM3 AUTO L",1,"PC","No",""]
[98887657,"UPM3 AUTO L 15-70 130 ZZZ EUX9 RN","1","0670","L","98373384","Cable cpl. Power UPM3 2000mm",1,"PC","No",""]
[98887657,"UPM3 AUTO L 15-70 130 ZZZ EUX9 RN","1","0720","L","98696458","#Packaging cpl. euro pallet 175 pcs.",6.0000000000000001E-3,"PC","Yes","x","emballage"]
[98888229,"UPM3 SOLAR 25-75 180 CZA EUX9 BRV","1","0105","L","98634035","Stator w/housing shot bl. drain pos. 6",1,"PC","Yes",""]
[98888229,"UPM3 SOLAR 25-75 180 CZA EUX9 BRV","1","0135","L","98288541","O-ring D15x2",1,"PC","No",""]
[98888229,"UPM3 SOLAR 25-75 180 CZA EUX9 BRV","1","0140","L","98460464","Rotor can cpl. D28x41.4 W DEBLOCKING",1,"PC","No",""]
[98888229,"UPM3 SOLAR 25-75 180 CZA EUX9 BRV","1","0150","L","97704972","Gasket D82xD70.2x4",1,"PC","No",""]
[98888229,"UPM3 SOLAR 25-75 180 CZA EUX9 BRV","1","0220","L","98419135","#axe+roue cpl. UPM3 RS4",1,"PC","Yes","x"]
[98888229,"UPM3 SOLAR 25-75 180 CZA EUX9 BRV","1","0230","L","98152261","Hex cap screw M5x16 raw w. Eco-lubric",4,"PC","No",""]
[98888229,"UPM3 SOLAR 25-75 180 CZA EUX9 BRV","1","0240","L","98446967","Pump housing DN25-180 1 1/2\" CED UPM3",1,"PC","No",""]
[98888229,"UPM3 SOLAR 25-75 180 CZA EUX9 BRV","1","0260","L","98477859","Ctrl UPM3 PWM Hybrid Super Seal not conf",1,"PC","Yes",""]
[98888229,"UPM3 SOLAR 25-75 180 CZA EUX9 BRV","1","0290","L","98677050","Front foil Hybrid, Solar",1,"PC","No",""]
[98888229,"UPM3 SOLAR 25-75 180 CZA EUX9 BRV","1","0430","L","98603956","Quick guide UPM3 SOLAR",1,"PC","No",""]
[98888229,"UPM3 SOLAR 25-75 180 CZA EUX9 BRV","1","0720","L","98692892","#Packaging cpl. euro pallet 150 pcs.",7.0000000000000001E-3,"PC","Yes","x","emballage"]
[98888252,"UPM3 SOLAR 25-75 180 CZA EUX3 BRV","1","0105","L","98634036","Stator w/housing shot bl. drain pos. 12",1,"PC","Yes",""]
[98888252,"UPM3 SOLAR 25-75 180 CZA EUX3 BRV","1","0135","L","98288541","O-ring D15x2",1,"PC","No",""]
[98888252,"UPM3 SOLAR 25-75 180 CZA EUX3 BRV","1","0140","L","98460464","Rotor can cpl. D28x41.4 W DEBLOCKING",1,"PC","No",""]
[98888252,"UPM3 SOLAR 25-75 180 CZA EUX3 BRV","1","0150","L","97704972","Gasket D82xD70.2x4",1,"PC","No",""]
[98888252,"UPM3 SOLAR 25-75 180 CZA EUX3 BRV","1","0220","L","98419135","#axe+roue cpl. UPM3 RS4",1,"PC","Yes","x"]
[98888252,"UPM3 SOLAR 25-75 180 CZA EUX3 BRV","1","0230","L","98152261","Hex cap screw M5x16 raw w. Eco-lubric",4,"PC","No",""]
[98888252,"UPM3 SOLAR 25-75 180 CZA EUX3 BRV","1","0240","L","98446967","Pump housing DN25-180 1 1/2\" CED UPM3",1,"PC","No",""]
[98888252,"UPM3 SOLAR 25-75 180 CZA EUX3 BRV","1","0260","L","98477859","Ctrl UPM3 PWM Hybrid Super Seal not conf",1,"PC","Yes",""]
[98888252,"UPM3 SOLAR 25-75 180 CZA EUX3 BRV","1","0290","L","98677050","Front foil Hybrid, Solar",1,"PC","No",""]
[98888252,"UPM3 SOLAR 25-75 180 CZA EUX3 BRV","1","0430","L","98603956","Quick guide UPM3 SOLAR",1,"PC","No",""]
[98888252,"UPM3 SOLAR 25-75 180 CZA EUX3 BRV","1","0720","L","98692910","#Packaging cpl. half euro pallet 96 pcs.",0.02,"PC","Yes","x","emballage"]
[98890226,"UPM3 AUTO L 25-70 180 ZZZ EUX9 SEI","1","0105","L","98473428","Stator w/housing shot blasted",1,"PC","Yes",""]
[98890226,"UPM3 AUTO L 25-70 180 ZZZ EUX9 SEI","1","0135","L","98288541","O-ring D15x2",1,"PC","No",""]
[98890226,"UPM3 AUTO L 25-70 180 ZZZ EUX9 SEI","1","0140","L","98460464","Rotor can cpl. D28x41.4 W DEBLOCKING",1,"PC","No",""]
[98890226,"UPM3 AUTO L 25-70 180 ZZZ EUX9 SEI","1","0150","L","97704972","Gasket D82xD70.2x4",1,"PC","No",""]
[98890226,"UPM3 AUTO L 25-70 180 ZZZ EUX9 SEI","1","0220","L","98419135","#axe+roue cpl. UPM3 RS4",1,"PC","Yes","x"]
[98890226,"UPM3 AUTO L 25-70 180 ZZZ EUX9 SEI","1","0230","L","98152261","Hex cap screw M5x16 raw w. Eco-lubric",4,"PC","No",""]
[98890226,"UPM3 AUTO L 25-70 180 ZZZ EUX9 SEI","1","0240","L","98446967","Pump housing DN25-180 1 1/2\" CED UPM3",1,"PC","No",""]
[98890226,"UPM3 AUTO L 25-70 180 ZZZ EUX9 SEI","1","0260","L","98477859","Ctrl UPM3 PWM Hybrid Super Seal not conf",1,"PC","Yes",""]
[98890226,"UPM3 AUTO L 25-70 180 ZZZ EUX9 SEI","1","0290","L","98441191","Front Foil, Hybrid",1,"PC","No",""]
[98890226,"UPM3 AUTO L 25-70 180 ZZZ EUX9 SEI","1","0300","L","98451691","Blind plug f/Mini Superseal",1,"PC","No",""]
[98890226,"UPM3 AUTO L 25-70 180 ZZZ EUX9 SEI","1","0430","L","98651611","Quick guide UPM3 AUTO L",1,"PC","No",""]
[98890226,"UPM3 AUTO L 25-70 180 ZZZ EUX9 SEI","1","0720","L","98692892","#Packaging cpl. euro pallet 150 pcs.",7.0000000000000001E-3,"PC","Yes","x","emballage"]
[98890430,"UPM3 AUTO L 25-70 N 180 ZZZ EUX9 SEI","1","0105","L","98473428","Stator w/housing shot blasted",1,"PC","Yes",""]
[98890430,"UPM3 AUTO L 25-70 N 180 ZZZ EUX9 SEI","1","0135","L","98288541","O-ring D15x2",1,"PC","No",""]
[98890430,"UPM3 AUTO L 25-70 N 180 ZZZ EUX9 SEI","1","0140","L","98460464","Rotor can cpl. D28x41.4 W DEBLOCKING",1,"PC","No",""]
[98890430,"UPM3 AUTO L 25-70 N 180 ZZZ EUX9 SEI","1","0150","L","97704972","Gasket D82xD70.2x4",1,"PC","No",""]
[98890430,"UPM3 AUTO L 25-70 N 180 ZZZ EUX9 SEI","1","0220","L","98419135","#axe+roue cpl. UPM3 RS4",1,"PC","Yes","x"]
[98890430,"UPM3 AUTO L 25-70 N 180 ZZZ EUX9 SEI","1","0230","L","98152261","Hex cap screw M5x16 raw w. Eco-lubric",4,"PC","No",""]
[98890430,"UPM3 AUTO L 25-70 N 180 ZZZ EUX9 SEI","1","0240","L","98601972","Pump housing cpl. DN25-180 1 1/2\" N UPM3",1,"PC","No",""]
[98890430,"UPM3 AUTO L 25-70 N 180 ZZZ EUX9 SEI","1","0260","L","98477859","Ctrl UPM3 PWM Hybrid Super Seal not conf",1,"PC","Yes",""]
[98890430,"UPM3 AUTO L 25-70 N 180 ZZZ EUX9 SEI","1","0290","L","98441191","Front Foil, Hybrid",1,"PC","No",""]
[98890430,"UPM3 AUTO L 25-70 N 180 ZZZ EUX9 SEI","1","0300","L","98451691","Blind plug f/Mini Superseal",1,"PC","No",""]
[98890430,"UPM3 AUTO L 25-70 N 180 ZZZ EUX9 SEI","1","0430","L","98651611","Quick guide UPM3 AUTO L",1,"PC","No",""]
[98890430,"UPM3 AUTO L 25-70 N 180 ZZZ EUX9 SEI","1","0720","L","98692910","#Packaging cpl. half euro pallet 96 pcs.",0.02,"PC","Yes","x","emballage"]
[98891035,"UPM3 FLEX AS 15-70 130 AZJ EUX3 SOZ","1","0105","L","98473428","Stator w/housing shot blasted",1,"PC","Yes",""]
[98891035,"UPM3 FLEX AS 15-70 130 AZJ EUX3 SOZ","1","0135","L","98288541","O-ring D15x2",1,"PC","No",""]
[98891035,"UPM3 FLEX AS 15-70 130 AZJ EUX3 SOZ","1","0140","L","98460464","Rotor can cpl. D28x41.4 W DEBLOCKING",1,"PC","No",""]
[98891035,"UPM3 FLEX AS 15-70 130 AZJ EUX3 SOZ","1","0150","L","97704972","Gasket D82xD70.2x4",1,"PC","No",""]
[98891035,"UPM3 FLEX AS 15-70 130 AZJ EUX3 SOZ","1","0220","L","98419135","#axe+roue cpl. UPM3 RS4",1,"PC","Yes","x"]
[98891035,"UPM3 FLEX AS 15-70 130 AZJ EUX3 SOZ","1","0230","L","98152261","Hex cap screw M5x16 raw w. Eco-lubric",4,"PC","No",""]
[98891035,"UPM3 FLEX AS 15-70 130 AZJ EUX3 SOZ","1","0240","L","98419166","Pump housing DN15-130 1\" CED",1,"PC","No",""]
[98891035,"UPM3 FLEX AS 15-70 130 AZJ EUX3 SOZ","1","0260","L","98477859","Ctrl UPM3 PWM Hybrid Super Seal not conf",1,"PC","Yes",""]
[98891035,"UPM3 FLEX AS 15-70 130 AZJ EUX3 SOZ","1","0290","L","98441191","Front Foil, Hybrid",1,"PC","No",""]
[98891035,"UPM3 FLEX AS 15-70 130 AZJ EUX3 SOZ","1","0670","L","98460260","Cable cpl,. Power UPM3 1000mm",1,"PC","No",""]
[98891035,"UPM3 FLEX AS 15-70 130 AZJ EUX3 SOZ","1","0720","L","98696458","#Packaging cpl. euro pallet 175 pcs.",6.0000000000000001E-3,"PC","Yes","x","emballage"]
[98891104,"UPM3 HYBRID 25-70 180 ACA EUX9 HTJ","1","0105","L","98473428","Stator w/housing shot blasted",1,"PC","Yes",""]
[98891104,"UPM3 HYBRID 25-70 180 ACA EUX9 HTJ","1","0135","L","98288541","O-ring D15x2",1,"PC","No",""]
[98891104,"UPM3 HYBRID 25-70 180 ACA EUX9 HTJ","1","0140","L","98460464","Rotor can cpl. D28x41.4 W DEBLOCKING",1,"PC","No",""]
[98891104,"UPM3 HYBRID 25-70 180 ACA EUX9 HTJ","1","0150","L","97704972","Gasket D82xD70.2x4",1,"PC","No",""]
[98891104,"UPM3 HYBRID 25-70 180 ACA EUX9 HTJ","1","0220","L","98419135","#axe+roue cpl. UPM3 RS4",1,"PC","Yes","x"]
[98891104,"UPM3 HYBRID 25-70 180 ACA EUX9 HTJ","1","0230","L","98152261","Hex cap screw M5x16 raw w. Eco-lubric",4,"PC","No",""]
[98891104,"UPM3 HYBRID 25-70 180 ACA EUX9 HTJ","1","0240","L","98446967","Pump housing DN25-180 1 1/2\" CED UPM3",1,"PC","No",""]
[98891104,"UPM3 HYBRID 25-70 180 ACA EUX9 HTJ","1","0260","L","98477859","Ctrl UPM3 PWM Hybrid Super Seal not conf",1,"PC","Yes",""]
[98891104,"UPM3 HYBRID 25-70 180 ACA EUX9 HTJ","1","0290","L","98441191","Front Foil, Hybrid",1,"PC","No",""]
[98891104,"UPM3 HYBRID 25-70 180 ACA EUX9 HTJ","1","0670","L","98616051","Cable cpl. Power UPM3 2000mm",1,"PC","No",""]
[98891104,"UPM3 HYBRID 25-70 180 ACA EUX9 HTJ","1","0680","L","98347385","Cable cpl. Signal UPM3 2000mm",1,"PC","No",""]
[98891104,"UPM3 HYBRID 25-70 180 ACA EUX9 HTJ","1","0720","L","98692910","#Packaging cpl. half euro pallet 96 pcs.",0.02,"PC","Yes","x","emballage"]
[98892384,"UPM3 FLEX AS 25-70 130 AZJ EUX3 SOZ","1","0105","L","98473428","Stator w/housing shot blasted",1,"PC","Yes",""]
[98892384,"UPM3 FLEX AS 25-70 130 AZJ EUX3 SOZ","1","0135","L","98288541","O-ring D15x2",1,"PC","No",""]
[98892384,"UPM3 FLEX AS 25-70 130 AZJ EUX3 SOZ","1","0140","L","98460464","Rotor can cpl. D28x41.4 W DEBLOCKING",1,"PC","No",""]
[98892384,"UPM3 FLEX AS 25-70 130 AZJ EUX3 SOZ","1","0150","L","97704972","Gasket D82xD70.2x4",1,"PC","No",""]
[98892384,"UPM3 FLEX AS 25-70 130 AZJ EUX3 SOZ","1","0220","L","98419135","#axe+roue cpl. UPM3 RS4",1,"PC","Yes","x"]
[98892384,"UPM3 FLEX AS 25-70 130 AZJ EUX3 SOZ","1","0230","L","98152261","Hex cap screw M5x16 raw w. Eco-lubric",4,"PC","No",""]
[98892384,"UPM3 FLEX AS 25-70 130 AZJ EUX3 SOZ","1","0240","L","98446965","Pump housing DN25-130 1 1/2\" CED",1,"PC","No",""]
[98892384,"UPM3 FLEX AS 25-70 130 AZJ EUX3 SOZ","1","0260","L","98477859","Ctrl UPM3 PWM Hybrid Super Seal not conf",1,"PC","Yes",""]
[98892384,"UPM3 FLEX AS 25-70 130 AZJ EUX3 SOZ","1","0290","L","98441191","Front Foil, Hybrid",1,"PC","No",""]
[98892384,"UPM3 FLEX AS 25-70 130 AZJ EUX3 SOZ","1","0670","L","98460260","Cable cpl,. Power UPM3 1000mm",1,"PC","No",""]
[98892384,"UPM3 FLEX AS 25-70 130 AZJ EUX3 SOZ","1","0720","L","98692923","#Packaging cpl. half euro pallet 96 pcs.",0.02,"PC","Yes","x","emballage"]
[98892811,"UPM3 HYBRID 25-70 180 ACA EUX9 MB","1","0105","L","98473428","Stator w/housing shot blasted",1,"PC","Yes",""]
[98892811,"UPM3 HYBRID 25-70 180 ACA EUX9 MB","1","0135","L","98288541","O-ring D15x2",1,"PC","No",""]
[98892811,"UPM3 HYBRID 25-70 180 ACA EUX9 MB","1","0140","L","98460464","Rotor can cpl. D28x41.4 W DEBLOCKING",1,"PC","No",""]
[98892811,"UPM3 HYBRID 25-70 180 ACA EUX9 MB","1","0150","L","97704972","Gasket D82xD70.2x4",1,"PC","No",""]
[98892811,"UPM3 HYBRID 25-70 180 ACA EUX9 MB","1","0220","L","98419135","#axe+roue cpl. UPM3 RS4",1,"PC","Yes","x"]
[98892811,"UPM3 HYBRID 25-70 180 ACA EUX9 MB","1","0230","L","98152261","Hex cap screw M5x16 raw w. Eco-lubric",4,"PC","No",""]
[98892811,"UPM3 HYBRID 25-70 180 ACA EUX9 MB","1","0240","L","98446967","Pump housing DN25-180 1 1/2\" CED UPM3",1,"PC","No",""]
[98892811,"UPM3 HYBRID 25-70 180 ACA EUX9 MB","1","0260","L","98477859","Ctrl UPM3 PWM Hybrid Super Seal not conf",1,"PC","Yes",""]
[98892811,"UPM3 HYBRID 25-70 180 ACA EUX9 MB","1","0290","L","98441191","Front Foil, Hybrid",1,"PC","No",""]
[98892811,"UPM3 HYBRID 25-70 180 ACA EUX9 MB","1","0430","L","98603930","Quick guide UPM3 HYBRID",1,"PC","No",""]
[98892811,"UPM3 HYBRID 25-70 180 ACA EUX9 MB","1","0720","L","98692892","#Packaging cpl. euro pallet 150 pcs.",7.0000000000000001E-3,"PC","Yes","x","emballage"]
[98894025,"UPM3 HYBRID 15-70 130 ACA EUX9 MB","1","0105","L","98473428","Stator w/housing shot blasted",1,"PC","Yes",""]
[98894025,"UPM3 HYBRID 15-70 130 ACA EUX9 MB","1","0135","L","98288541","O-ring D15x2",1,"PC","No",""]
[98894025,"UPM3 HYBRID 15-70 130 ACA EUX9 MB","1","0140","L","98460464","Rotor can cpl. D28x41.4 W DEBLOCKING",1,"PC","No",""]
[98894025,"UPM3 HYBRID 15-70 130 ACA EUX9 MB","1","0150","L","97704972","Gasket D82xD70.2x4",1,"PC","No",""]
[98894025,"UPM3 HYBRID 15-70 130 ACA EUX9 MB","1","0220","L","98419135","#axe+roue cpl. UPM3 RS4",1,"PC","Yes","x"]
[98894025,"UPM3 HYBRID 15-70 130 ACA EUX9 MB","1","0230","L","98152261","Hex cap screw M5x16 raw w. Eco-lubric",4,"PC","No",""]
[98894025,"UPM3 HYBRID 15-70 130 ACA EUX9 MB","1","0240","L","98419166","Pump housing DN15-130 1\" CED",1,"PC","No",""]
[98894025,"UPM3 HYBRID 15-70 130 ACA EUX9 MB","1","0260","L","98477859","Ctrl UPM3 PWM Hybrid Super Seal not conf",1,"PC","Yes",""]
[98894025,"UPM3 HYBRID 15-70 130 ACA EUX9 MB","1","0290","L","98441191","Front Foil, Hybrid",1,"PC","No",""]
[98894025,"UPM3 HYBRID 15-70 130 ACA EUX9 MB","1","0430","L","98603930","Quick guide UPM3 HYBRID",1,"PC","No",""]
[98894025,"UPM3 HYBRID 15-70 130 ACA EUX9 MB","1","0720","L","98696458","#Packaging cpl. euro pallet 175 pcs.",6.0000000000000001E-3,"PC","Yes","x","emballage"]
[98894243,"UPM3 15-75 130 AZA EUX9 AGO","1","0105","L","98473428","Stator w/housing shot blasted",1,"PC","Yes",""]
[98894243,"UPM3 15-75 130 AZA EUX9 AGO","1","0135","L","98288541","O-ring D15x2",1,"PC","No",""]
[98894243,"UPM3 15-75 130 AZA EUX9 AGO","1","0140","L","98460464","Rotor can cpl. D28x41.4 W DEBLOCKING",1,"PC","No",""]
[98894243,"UPM3 15-75 130 AZA EUX9 AGO","1","0150","L","97704972","Gasket D82xD70.2x4",1,"PC","No",""]
[98894243,"UPM3 15-75 130 AZA EUX9 AGO","1","0220","L","98419135","#axe+roue cpl. UPM3 RS4",1,"PC","Yes","x"]
[98894243,"UPM3 15-75 130 AZA EUX9 AGO","1","0230","L","98152261","Hex cap screw M5x16 raw w. Eco-lubric",4,"PC","No",""]
[98894243,"UPM3 15-75 130 AZA EUX9 AGO","1","0240","L","98419166","Pump housing DN15-130 1\" CED",1,"PC","No",""]
[98894243,"UPM3 15-75 130 AZA EUX9 AGO","1","0260","L","98288597","Ctrl UPM3 PWM Super Seal not config",1,"PC","No",""]
[98894243,"UPM3 15-75 130 AZA EUX9 AGO","1","0290","L","98354083","Front Foil, PWM",1,"PC","No",""]
[98894243,"UPM3 15-75 130 AZA EUX9 AGO","1","0430","L","98603954","Quick guide UPM3 PWM",1,"PC","No",""]
[98894243,"UPM3 15-75 130 AZA EUX9 AGO","1","0440","L","504023","JOINT 1\" 29/23X2",2,"PC","No",""]
[98894243,"UPM3 15-75 130 AZA EUX9 AGO","1","0670","L","98373384","Cable cpl. Power UPM3 2000mm",1,"PC","No",""]
[98894243,"UPM3 15-75 130 AZA EUX9 AGO","1","0680","L","98347385","Cable cpl. Signal UPM3 2000mm",1,"PC","No",""]
[98894243,"UPM3 15-75 130 AZA EUX9 AGO","1","0720","L","98692923","#Packaging cpl. half euro pallet 96 pcs.",0.02,"PC","Yes","x","emballage"]
[98896481,"UPM3 AUTO L 25-70 180 ZZZ EUX9 SNK","1","0105","L","98473428","Stator w/housing shot blasted",1,"PC","Yes",""]
[98896481,"UPM3 AUTO L 25-70 180 ZZZ EUX9 SNK","1","0135","L","98288541","O-ring D15x2",1,"PC","No",""]
[98896481,"UPM3 AUTO L 25-70 180 ZZZ EUX9 SNK","1","0140","L","98460464","Rotor can cpl. D28x41.4 W DEBLOCKING",1,"PC","No",""]
[98896481,"UPM3 AUTO L 25-70 180 ZZZ EUX9 SNK","1","0150","L","97704972","Gasket D82xD70.2x4",1,"PC","No",""]
[98896481,"UPM3 AUTO L 25-70 180 ZZZ EUX9 SNK","1","0220","L","98419135","#axe+roue cpl. UPM3 RS4",1,"PC","Yes","x"]
[98896481,"UPM3 AUTO L 25-70 180 ZZZ EUX9 SNK","1","0230","L","98152261","Hex cap screw M5x16 raw w. Eco-lubric",4,"PC","No",""]
[98896481,"UPM3 AUTO L 25-70 180 ZZZ EUX9 SNK","1","0240","L","98446967","Pump housing DN25-180 1 1/2\" CED UPM3",1,"PC","No",""]
[98896481,"UPM3 AUTO L 25-70 180 ZZZ EUX9 SNK","1","0260","L","98477859","Ctrl UPM3 PWM Hybrid Super Seal not conf",1,"PC","Yes",""]
[98896481,"UPM3 AUTO L 25-70 180 ZZZ EUX9 SNK","1","0290","L","98441191","Front Foil, Hybrid",1,"PC","No",""]
[98896481,"UPM3 AUTO L 25-70 180 ZZZ EUX9 SNK","1","0430","L","98651611","Quick guide UPM3 AUTO L",1,"PC","No",""]
[98896481,"UPM3 AUTO L 25-70 180 ZZZ EUX9 SNK","1","0440","L","520046","JOINT POUR R.U.  44X32X2",2,"PC","No",""]
[98896481,"UPM3 AUTO L 25-70 180 ZZZ EUX9 SNK","1","0670","L","98616051","Cable cpl. Power UPM3 2000mm",1,"PC","No",""]
[98896481,"UPM3 AUTO L 25-70 180 ZZZ EUX9 SNK","1","0720","L","98692910","#Packaging cpl. half euro pallet 96 pcs.",0.02,"PC","Yes","x","emballage"]
[98896483,"UPM3 AUTO L 15-70 130 ZZZ EUX9 SNK","1","0105","L","98473428","Stator w/housing shot blasted",1,"PC","Yes",""]
[98896483,"UPM3 AUTO L 15-70 130 ZZZ EUX9 SNK","1","0135","L","98288541","O-ring D15x2",1,"PC","No",""]
[98896483,"UPM3 AUTO L 15-70 130 ZZZ EUX9 SNK","1","0140","L","98460464","Rotor can cpl. D28x41.4 W DEBLOCKING",1,"PC","No",""]
[98896483,"UPM3 AUTO L 15-70 130 ZZZ EUX9 SNK","1","0150","L","97704972","Gasket D82xD70.2x4",1,"PC","No",""]
[98896483,"UPM3 AUTO L 15-70 130 ZZZ EUX9 SNK","1","0220","L","98419135","#axe+roue cpl. UPM3 RS4",1,"PC","Yes","x"]
[98896483,"UPM3 AUTO L 15-70 130 ZZZ EUX9 SNK","1","0230","L","98152261","Hex cap screw M5x16 raw w. Eco-lubric",4,"PC","No",""]
[98896483,"UPM3 AUTO L 15-70 130 ZZZ EUX9 SNK","1","0240","L","98419166","Pump housing DN15-130 1\" CED",1,"PC","No",""]
[98896483,"UPM3 AUTO L 15-70 130 ZZZ EUX9 SNK","1","0260","L","98477859","Ctrl UPM3 PWM Hybrid Super Seal not conf",1,"PC","Yes",""]
[98896483,"UPM3 AUTO L 15-70 130 ZZZ EUX9 SNK","1","0290","L","98441191","Front Foil, Hybrid",1,"PC","No",""]
[98896483,"UPM3 AUTO L 15-70 130 ZZZ EUX9 SNK","1","0430","L","98651611","Quick guide UPM3 AUTO L",1,"PC","No",""]
[98896483,"UPM3 AUTO L 15-70 130 ZZZ EUX9 SNK","1","0440","L","504023","JOINT 1\" 29/23X2",2,"PC","No",""]
[98896483,"UPM3 AUTO L 15-70 130 ZZZ EUX9 SNK","1","0670","L","98616051","Cable cpl. Power UPM3 2000mm",1,"PC","No",""]
[98896483,"UPM3 AUTO L 15-70 130 ZZZ EUX9 SNK","1","0720","L","98692923","#Packaging cpl. half euro pallet 96 pcs.",0.02,"PC","Yes","x","emballage"]
[98896564,"UPM3 25-50 180 AZA EUX3 AVL","1","0105","L","98473428","Stator w/housing shot blasted",1,"PC","Yes",""]
[98896564,"UPM3 25-50 180 AZA EUX3 AVL","1","0135","L","98288541","O-ring D15x2",1,"PC","No",""]
[98896564,"UPM3 25-50 180 AZA EUX3 AVL","1","0140","L","98460464","Rotor can cpl. D28x41.4 W DEBLOCKING",1,"PC","No",""]
[98896564,"UPM3 25-50 180 AZA EUX3 AVL","1","0150","L","97704972","Gasket D82xD70.2x4",1,"PC","No",""]
[98896564,"UPM3 25-50 180 AZA EUX3 AVL","1","0220","L","98419135","#axe+roue cpl. UPM3 RS4",1,"PC","Yes","x"]
[98896564,"UPM3 25-50 180 AZA EUX3 AVL","1","0230","L","98152261","Hex cap screw M5x16 raw w. Eco-lubric",4,"PC","No",""]
[98896564,"UPM3 25-50 180 AZA EUX3 AVL","1","0240","L","98446967","Pump housing DN25-180 1 1/2\" CED UPM3",1,"PC","No",""]
[98896564,"UPM3 25-50 180 AZA EUX3 AVL","1","0260","L","98288597","Ctrl UPM3 PWM Super Seal not config",1,"PC","No",""]
[98896564,"UPM3 25-50 180 AZA EUX3 AVL","1","0290","L","98354083","Front Foil, PWM",1,"PC","No",""]
[98896564,"UPM3 25-50 180 AZA EUX3 AVL","1","0300","L","98451691","Blind plug f/Mini Superseal",1,"PC","No",""]
[98896564,"UPM3 25-50 180 AZA EUX3 AVL","1","0670","L","98616051","Cable cpl. Power UPM3 2000mm",1,"PC","No",""]
[98896564,"UPM3 25-50 180 AZA EUX3 AVL","1","0720","L","98692892","#Packaging cpl. euro pallet 150 pcs.",7.0000000000000001E-3,"PC","Yes","x","emballage"]
[98898036,"UPM3 FLEX AC 25-70 180 ACA EUX9 DIE","1","0105","L","98473428","Stator w/housing shot blasted",1,"PC","Yes",""]
[98898036,"UPM3 FLEX AC 25-70 180 ACA EUX9 DIE","1","0135","L","98288541","O-ring D15x2",1,"PC","No",""]
[98898036,"UPM3 FLEX AC 25-70 180 ACA EUX9 DIE","1","0140","L","98460464","Rotor can cpl. D28x41.4 W DEBLOCKING",1,"PC","No",""]
[98898036,"UPM3 FLEX AC 25-70 180 ACA EUX9 DIE","1","0150","L","97704972","Gasket D82xD70.2x4",1,"PC","No",""]
[98898036,"UPM3 FLEX AC 25-70 180 ACA EUX9 DIE","1","0220","L","98419135","#axe+roue cpl. UPM3 RS4",1,"PC","Yes","x"]
[98898036,"UPM3 FLEX AC 25-70 180 ACA EUX9 DIE","1","0230","L","98152261","Hex cap screw M5x16 raw w. Eco-lubric",4,"PC","No",""]
[98898036,"UPM3 FLEX AC 25-70 180 ACA EUX9 DIE","1","0240","L","98446967","Pump housing DN25-180 1 1/2\" CED UPM3",1,"PC","No",""]
[98898036,"UPM3 FLEX AC 25-70 180 ACA EUX9 DIE","1","0260","L","98477859","Ctrl UPM3 PWM Hybrid Super Seal not conf",1,"PC","Yes",""]
[98898036,"UPM3 FLEX AC 25-70 180 ACA EUX9 DIE","1","0290","L","98441191","Front Foil, Hybrid",1,"PC","No",""]
[98898036,"UPM3 FLEX AC 25-70 180 ACA EUX9 DIE","1","0489","L","97570310","#Etiquette 120x60 cpl. spare",1,"PC","Yes","x"]
[98898036,"UPM3 FLEX AC 25-70 180 ACA EUX9 DIE","1","0670","L","98373384","Cable cpl. Power UPM3 2000mm",1,"PC","No",""]
[98898036,"UPM3 FLEX AC 25-70 180 ACA EUX9 DIE","1","0680","L","98347385","Cable cpl. Signal UPM3 2000mm",1,"PC","No",""]
[98898036,"UPM3 FLEX AC 25-70 180 ACA EUX9 DIE","1","0720","L","98661018","#Single box cpl. small UPM3",1,"PC","Yes","x","Emb. indiv. "]
[98898085,"Spare pump UPM3 15-70 GGMBP3 AZA EUX3 WU","1","0105","L","98473428","Stator w/housing shot blasted",1,"PC","Yes",""]
[98898085,"Spare pump UPM3 15-70 GGMBP3 AZA EUX3 WU","1","0135","L","98288541","O-ring D15x2",1,"PC","No",""]
[98898085,"Spare pump UPM3 15-70 GGMBP3 AZA EUX3 WU","1","0140","L","98460464","Rotor can cpl. D28x41.4 W DEBLOCKING",1,"PC","No",""]
[98898085,"Spare pump UPM3 15-70 GGMBP3 AZA EUX3 WU","1","0150","L","97704972","Gasket D82xD70.2x4",1,"PC","No",""]
[98898085,"Spare pump UPM3 15-70 GGMBP3 AZA EUX3 WU","1","0220","L","98419135","#axe+roue cpl. UPM3 RS4",1,"PC","Yes","x"]
[98898085,"Spare pump UPM3 15-70 GGMBP3 AZA EUX3 WU","1","0230","L","98152261","Hex cap screw M5x16 raw w. Eco-lubric",2,"PC","No",""]
[98898085,"Spare pump UPM3 15-70 GGMBP3 AZA EUX3 WU","1","0240","L","98890706","Pump housing cpl. GGMBP3 CED L/S O-RINGS",1,"PC","No",""]
[98898085,"Spare pump UPM3 15-70 GGMBP3 AZA EUX3 WU","1","0260","L","98288597","Ctrl UPM3 PWM Super Seal not config",1,"PC","No",""]
[98898085,"Spare pump UPM3 15-70 GGMBP3 AZA EUX3 WU","1","0290","L","98354083","Front Foil, PWM",1,"PC","No",""]
[98898085,"Spare pump UPM3 15-70 GGMBP3 AZA EUX3 WU","1","0340","L","98907554","Bag w/O-rings D25,07x2,62 and D84x3 EPDM",1,"PC","Yes",""]
[98898085,"Spare pump UPM3 15-70 GGMBP3 AZA EUX3 WU","1","0430","L","98603930","Quick guide UPM3 HYBRID",1,"PC","No",""]
[98898085,"Spare pump UPM3 15-70 GGMBP3 AZA EUX3 WU","1","0489","L","97570310","#Etiquette 120x60 cpl. spare",1,"PC","Yes","x"]
[98898085,"Spare pump UPM3 15-70 GGMBP3 AZA EUX3 WU","1","0720","L","98661018","#Single box cpl. small UPM3",1,"PC","Yes","x","Emb. indiv. "]
[98898238,"UPM3 HYBRID 25-70 180 ACA EUX9 WU","1","0105","L","98473428","Stator w/housing shot blasted",1,"PC","Yes",""]
[98898238,"UPM3 HYBRID 25-70 180 ACA EUX9 WU","1","0135","L","98288541","O-ring D15x2",1,"PC","No",""]
[98898238,"UPM3 HYBRID 25-70 180 ACA EUX9 WU","1","0140","L","98460464","Rotor can cpl. D28x41.4 W DEBLOCKING",1,"PC","No",""]
[98898238,"UPM3 HYBRID 25-70 180 ACA EUX9 WU","1","0150","L","97704972","Gasket D82xD70.2x4",1,"PC","No",""]
[98898238,"UPM3 HYBRID 25-70 180 ACA EUX9 WU","1","0220","L","98419135","#axe+roue cpl. UPM3 RS4",1,"PC","Yes","x"]
[98898238,"UPM3 HYBRID 25-70 180 ACA EUX9 WU","1","0230","L","98152261","Hex cap screw M5x16 raw w. Eco-lubric",4,"PC","No",""]
[98898238,"UPM3 HYBRID 25-70 180 ACA EUX9 WU","1","0240","L","98446967","Pump housing DN25-180 1 1/2\" CED UPM3",1,"PC","No",""]
[98898238,"UPM3 HYBRID 25-70 180 ACA EUX9 WU","1","0260","L","98477859","Ctrl UPM3 PWM Hybrid Super Seal not conf",1,"PC","Yes",""]
[98898238,"UPM3 HYBRID 25-70 180 ACA EUX9 WU","1","0290","L","98441191","Front Foil, Hybrid",1,"PC","No",""]
[98898238,"UPM3 HYBRID 25-70 180 ACA EUX9 WU","1","0430","L","98603930","Quick guide UPM3 HYBRID",1,"PC","No",""]
[98898238,"UPM3 HYBRID 25-70 180 ACA EUX9 WU","1","0720","L","98692892","#Packaging cpl. euro pallet 150 pcs.",7.0000000000000001E-3,"PC","Yes","x","emballage"]
[98900552,"UPM3 SOLAR 25-145 180 CZA EUX9 PM","1","0105","L","98634035","Stator w/housing shot bl. drain pos. 6",1,"PC","Yes",""]
[98900552,"UPM3 SOLAR 25-145 180 CZA EUX9 PM","1","0135","L","98288541","O-ring D15x2",1,"PC","No",""]
[98900552,"UPM3 SOLAR 25-145 180 CZA EUX9 PM","1","0140","L","98460464","Rotor can cpl. D28x41.4 W DEBLOCKING",1,"PC","No",""]
[98900552,"UPM3 SOLAR 25-145 180 CZA EUX9 PM","1","0150","L","97704972","Gasket D82xD70.2x4",1,"PC","No",""]
[98900552,"UPM3 SOLAR 25-145 180 CZA EUX9 PM","1","0220","L","98692629","#Shaft w/impeller cpl. D15.5/52",1,"PC","Yes","x"]
[98900552,"UPM3 SOLAR 25-145 180 CZA EUX9 PM","1","0230","L","98152261","Hex cap screw M5x16 raw w. Eco-lubric",4,"PC","No",""]
[98900552,"UPM3 SOLAR 25-145 180 CZA EUX9 PM","1","0240","L","97826022","Corps de pompe 180x1 1/2 CED 7,5 SOLAR",1,"PC","No",""]
[98900552,"UPM3 SOLAR 25-145 180 CZA EUX9 PM","1","0260","L","98477859","Ctrl UPM3 PWM Hybrid Super Seal not conf",1,"PC","Yes",""]
[98900552,"UPM3 SOLAR 25-145 180 CZA EUX9 PM","1","0290","L","98677050","Front foil Hybrid, Solar",1,"PC","No",""]
[98900552,"UPM3 SOLAR 25-145 180 CZA EUX9 PM","1","0430","L","98603956","Quick guide UPM3 SOLAR",1,"PC","No",""]
[98900552,"UPM3 SOLAR 25-145 180 CZA EUX9 PM","1","0720","L","98692910","#Packaging cpl. half euro pallet 96 pcs.",0.02,"PC","Yes","x","emballage"]
[98901719,"Spare UPM3 SOLAR 15-145 130 CZA EUX9 WU","1","0105","L","98634035","Stator w/housing shot bl. drain pos. 6",1,"PC","Yes",""]
[98901719,"Spare UPM3 SOLAR 15-145 130 CZA EUX9 WU","1","0135","L","98288541","O-ring D15x2",1,"PC","No",""]
[98901719,"Spare UPM3 SOLAR 15-145 130 CZA EUX9 WU","1","0140","L","98460464","Rotor can cpl. D28x41.4 W DEBLOCKING",1,"PC","No",""]
[98901719,"Spare UPM3 SOLAR 15-145 130 CZA EUX9 WU","1","0150","L","97704972","Gasket D82xD70.2x4",1,"PC","No",""]
[98901719,"Spare UPM3 SOLAR 15-145 130 CZA EUX9 WU","1","0220","L","98692629","#Shaft w/impeller cpl. D15.5/52",1,"PC","Yes","x"]
[98901719,"Spare UPM3 SOLAR 15-145 130 CZA EUX9 WU","1","0230","L","98152261","Hex cap screw M5x16 raw w. Eco-lubric",4,"PC","No",""]
[98901719,"Spare UPM3 SOLAR 15-145 130 CZA EUX9 WU","1","0240","L","97826588","Corps cpl 130x1\" CED 7,5m SOLAR",1,"PC","No",""]
[98901719,"Spare UPM3 SOLAR 15-145 130 CZA EUX9 WU","1","0260","L","98477859","Ctrl UPM3 PWM Hybrid Super Seal not conf",1,"PC","Yes",""]
[98901719,"Spare UPM3 SOLAR 15-145 130 CZA EUX9 WU","1","0290","L","98677050","Front foil Hybrid, Solar",1,"PC","No",""]
[98901719,"Spare UPM3 SOLAR 15-145 130 CZA EUX9 WU","1","0430","L","98603956","Quick guide UPM3 SOLAR",1,"PC","No",""]
[98901719,"Spare UPM3 SOLAR 15-145 130 CZA EUX9 WU","1","0440","L","504023","JOINT 1\" 29/23X2",2,"PC","No",""]
[98901719,"Spare UPM3 SOLAR 15-145 130 CZA EUX9 WU","1","0489","L","97570310","#Etiquette 120x60 cpl. spare",1,"PC","Yes","x"]
[98901719,"Spare UPM3 SOLAR 15-145 130 CZA EUX9 WU","1","0720","L","98661018","#Single box cpl. small UPM3",1,"PC","Yes","x","Emb. indiv. "]
[98903383,"UPM3 FLEX AS 15-70 130 AZJ EUX9 WOT","1","0105","L","98473428","Stator w/housing shot blasted",1,"PC","Yes",""]
[98903383,"UPM3 FLEX AS 15-70 130 AZJ EUX9 WOT","1","0135","L","98288541","O-ring D15x2",1,"PC","No",""]
[98903383,"UPM3 FLEX AS 15-70 130 AZJ EUX9 WOT","1","0140","L","98460464","Rotor can cpl. D28x41.4 W DEBLOCKING",1,"PC","No",""]
[98903383,"UPM3 FLEX AS 15-70 130 AZJ EUX9 WOT","1","0150","L","97704972","Gasket D82xD70.2x4",1,"PC","No",""]
[98903383,"UPM3 FLEX AS 15-70 130 AZJ EUX9 WOT","1","0220","L","98419135","#axe+roue cpl. UPM3 RS4",1,"PC","Yes","x"]
[98903383,"UPM3 FLEX AS 15-70 130 AZJ EUX9 WOT","1","0230","L","98152261","Hex cap screw M5x16 raw w. Eco-lubric",4,"PC","No",""]
[98903383,"UPM3 FLEX AS 15-70 130 AZJ EUX9 WOT","1","0240","L","98419166","Pump housing DN15-130 1\" CED",1,"PC","No",""]
[98903383,"UPM3 FLEX AS 15-70 130 AZJ EUX9 WOT","1","0260","L","98477859","Ctrl UPM3 PWM Hybrid Super Seal not conf",1,"PC","Yes",""]
[98903383,"UPM3 FLEX AS 15-70 130 AZJ EUX9 WOT","1","0290","L","98441191","Front Foil, Hybrid",1,"PC","No",""]
[98903383,"UPM3 FLEX AS 15-70 130 AZJ EUX9 WOT","1","0430","L","98603960","Quick guide UPM3 FLEX AS",1,"PC","No",""]
[98903383,"UPM3 FLEX AS 15-70 130 AZJ EUX9 WOT","1","0670","L","98460260","Cable cpl,. Power UPM3 1000mm",1,"PC","No",""]
[98903383,"UPM3 FLEX AS 15-70 130 AZJ EUX9 WOT","1","0680","L","98460256","Cable cpl. Signal UPM3 1000mm",1,"PC","No",""]
[98903383,"UPM3 FLEX AS 15-70 130 AZJ EUX9 WOT","1","0720","L","98692923","#Packaging cpl. half euro pallet 96 pcs.",0.02,"PC","Yes","x","emballage"]
[98904587,"UPM3 AUTO 25-70 180 ZZZ EUX0 AXI","1","0105","L","98473428","Stator w/housing shot blasted",1,"PC","Yes",""]
[98904587,"UPM3 AUTO 25-70 180 ZZZ EUX0 AXI","1","0135","L","98288541","O-ring D15x2",1,"PC","No",""]
[98904587,"UPM3 AUTO 25-70 180 ZZZ EUX0 AXI","1","0140","L","98460464","Rotor can cpl. D28x41.4 W DEBLOCKING",1,"PC","No",""]
[98904587,"UPM3 AUTO 25-70 180 ZZZ EUX0 AXI","1","0150","L","97704972","Gasket D82xD70.2x4",1,"PC","No",""]
[98904587,"UPM3 AUTO 25-70 180 ZZZ EUX0 AXI","1","0220","L","98419135","#axe+roue cpl. UPM3 RS4",1,"PC","Yes","x"]
[98904587,"UPM3 AUTO 25-70 180 ZZZ EUX0 AXI","1","0230","L","98152261","Hex cap screw M5x16 raw w. Eco-lubric",4,"PC","No",""]
[98904587,"UPM3 AUTO 25-70 180 ZZZ EUX0 AXI","1","0240","L","98446967","Pump housing DN25-180 1 1/2\" CED UPM3",1,"PC","No",""]
[98904587,"UPM3 AUTO 25-70 180 ZZZ EUX0 AXI","1","0260","L","98477859","Ctrl UPM3 PWM Hybrid Super Seal not conf",1,"PC","Yes",""]
[98904587,"UPM3 AUTO 25-70 180 ZZZ EUX0 AXI","1","0290","L","98441191","Front Foil, Hybrid",1,"PC","No",""]
[98904587,"UPM3 AUTO 25-70 180 ZZZ EUX0 AXI","1","0300","L","98451691","Blind plug f/Mini Superseal",1,"PC","No",""]
[98904587,"UPM3 AUTO 25-70 180 ZZZ EUX0 AXI","1","0670","L","98460259","Cable cpl. Power UPM3 4000mm",1,"PC","No",""]
[98904587,"UPM3 AUTO 25-70 180 ZZZ EUX0 AXI","1","0720","L","98692910","#Packaging cpl. half euro pallet 96 pcs.",0.02,"PC","Yes","x","emballage"]
[98905396,"UPM3 SOLAR 15-75 130 CZA EUX9 WU","1","0105","L","98634035","Stator w/housing shot bl. drain pos. 6",1,"PC","Yes",""]
[98905396,"UPM3 SOLAR 15-75 130 CZA EUX9 WU","1","0135","L","98288541","O-ring D15x2",1,"PC","No",""]
[98905396,"UPM3 SOLAR 15-75 130 CZA EUX9 WU","1","0140","L","98460464","Rotor can cpl. D28x41.4 W DEBLOCKING",1,"PC","No",""]
[98905396,"UPM3 SOLAR 15-75 130 CZA EUX9 WU","1","0150","L","97704972","Gasket D82xD70.2x4",1,"PC","No",""]
[98905396,"UPM3 SOLAR 15-75 130 CZA EUX9 WU","1","0220","L","98419135","#axe+roue cpl. UPM3 RS4",1,"PC","Yes","x"]
[98905396,"UPM3 SOLAR 15-75 130 CZA EUX9 WU","1","0230","L","98152261","Hex cap screw M5x16 raw w. Eco-lubric",4,"PC","No",""]
[98905396,"UPM3 SOLAR 15-75 130 CZA EUX9 WU","1","0240","L","98419166","Pump housing DN15-130 1\" CED",1,"PC","No",""]
[98905396,"UPM3 SOLAR 15-75 130 CZA EUX9 WU","1","0260","L","98477859","Ctrl UPM3 PWM Hybrid Super Seal not conf",1,"PC","Yes",""]
[98905396,"UPM3 SOLAR 15-75 130 CZA EUX9 WU","1","0290","L","98677050","Front foil Hybrid, Solar",1,"PC","No",""]
[98905396,"UPM3 SOLAR 15-75 130 CZA EUX9 WU","1","0430","L","98603956","Quick guide UPM3 SOLAR",1,"PC","No",""]
[98905396,"UPM3 SOLAR 15-75 130 CZA EUX9 WU","1","0440","L","504023","JOINT 1\" 29/23X2",2,"PC","No",""]
[98905396,"UPM3 SOLAR 15-75 130 CZA EUX9 WU","1","0489","L","97570310","#Etiquette 120x60 cpl. spare",1,"PC","Yes","x"]
[98905396,"UPM3 SOLAR 15-75 130 CZA EUX9 WU","1","0720","L","98661018","#Single box cpl. small UPM3",1,"PC","Yes","x","Emb. indiv. "]
[98905974,"UPM3 25-75 180 AZA EUX0 YGN","1","0105","L","98473428","Stator w/housing shot blasted",1,"PC","Yes",""]
[98905974,"UPM3 25-75 180 AZA EUX0 YGN","1","0135","L","98288541","O-ring D15x2",1,"PC","No",""]
[98905974,"UPM3 25-75 180 AZA EUX0 YGN","1","0140","L","98460464","Rotor can cpl. D28x41.4 W DEBLOCKING",1,"PC","No",""]
[98905974,"UPM3 25-75 180 AZA EUX0 YGN","1","0150","L","97704972","Gasket D82xD70.2x4",1,"PC","No",""]
[98905974,"UPM3 25-75 180 AZA EUX0 YGN","1","0220","L","98419135","#axe+roue cpl. UPM3 RS4",1,"PC","Yes","x"]
[98905974,"UPM3 25-75 180 AZA EUX0 YGN","1","0230","L","98152261","Hex cap screw M5x16 raw w. Eco-lubric",4,"PC","No",""]
[98905974,"UPM3 25-75 180 AZA EUX0 YGN","1","0240","L","98446967","Pump housing DN25-180 1 1/2\" CED UPM3",1,"PC","No",""]
[98905974,"UPM3 25-75 180 AZA EUX0 YGN","1","0260","L","98288597","Ctrl UPM3 PWM Super Seal not config",1,"PC","No",""]
[98905974,"UPM3 25-75 180 AZA EUX0 YGN","1","0290","L","98354083","Front Foil, PWM",1,"PC","No",""]
[98905974,"UPM3 25-75 180 AZA EUX0 YGN","1","0300","L","98451691","Blind plug f/Mini Superseal",1,"PC","No",""]
[98905974,"UPM3 25-75 180 AZA EUX0 YGN","1","0670","L","98460258","Cable cpl. Power UPM3 1000mm",1,"PC","No",""]
[98905974,"UPM3 25-75 180 AZA EUX0 YGN","1","0720","L","98692892","#Packaging cpl. euro pallet 150 pcs.",7.0000000000000001E-3,"PC","Yes","x","emballage"]
[98906898,"UPM3 SOLAR 15-105 103 CZA EUX3 SFC","1","0105","L","98634035","Stator w/housing shot bl. drain pos. 6",1,"PC","Yes",""]
[98906898,"UPM3 SOLAR 15-105 103 CZA EUX3 SFC","1","0135","L","98288541","O-ring D15x2",1,"PC","No",""]
[98906898,"UPM3 SOLAR 15-105 103 CZA EUX3 SFC","1","0140","L","98460464","Rotor can cpl. D28x41.4 W DEBLOCKING",1,"PC","No",""]
[98906898,"UPM3 SOLAR 15-105 103 CZA EUX3 SFC","1","0150","L","97704972","Gasket D82xD70.2x4",1,"PC","No",""]
[98906898,"UPM3 SOLAR 15-105 103 CZA EUX3 SFC","1","0220","L","98692629","#Shaft w/impeller cpl. D15.5/52",1,"PC","Yes","x"]
[98906898,"UPM3 SOLAR 15-105 103 CZA EUX3 SFC","1","0230","L","98152261","Hex cap screw M5x16 raw w. Eco-lubric",4,"PC","No",""]
[98906898,"UPM3 SOLAR 15-105 103 CZA EUX3 SFC","1","0240","L","97826588","Corps cpl 130x1\" CED 7,5m SOLAR",1,"PC","No",""]
[98906898,"UPM3 SOLAR 15-105 103 CZA EUX3 SFC","1","0260","L","98477859","Ctrl UPM3 PWM Hybrid Super Seal not conf",1,"PC","Yes",""]
[98906898,"UPM3 SOLAR 15-105 103 CZA EUX3 SFC","1","0290","L","98677050","Front foil Hybrid, Solar",1,"PC","No",""]
[98906898,"UPM3 SOLAR 15-105 103 CZA EUX3 SFC","1","0430","L","98603956","Quick guide UPM3 SOLAR",1,"PC","No",""]
[98906898,"UPM3 SOLAR 15-105 103 CZA EUX3 SFC","1","0720","L","98692923","#Packaging cpl. half euro pallet 96 pcs.",0.02,"PC","Yes","x","emballage"]
[98910395,"UPM3 SOLAR 25-75 180 CZA EUY6 OV","1","0105","L","98473428","Stator w/housing shot blasted",1,"PC","Yes",""]
[98910395,"UPM3 SOLAR 25-75 180 CZA EUY6 OV","1","0135","L","98288541","O-ring D15x2",1,"PC","No",""]
[98910395,"UPM3 SOLAR 25-75 180 CZA EUY6 OV","1","0140","L","98460464","Rotor can cpl. D28x41.4 W DEBLOCKING",1,"PC","No",""]
[98910395,"UPM3 SOLAR 25-75 180 CZA EUY6 OV","1","0150","L","97704972","Gasket D82xD70.2x4",1,"PC","No",""]
[98910395,"UPM3 SOLAR 25-75 180 CZA EUY6 OV","1","0220","L","98419135","#axe+roue cpl. UPM3 RS4",1,"PC","Yes","x"]
[98910395,"UPM3 SOLAR 25-75 180 CZA EUY6 OV","1","0230","L","98152261","Hex cap screw M5x16 raw w. Eco-lubric",4,"PC","No",""]
[98910395,"UPM3 SOLAR 25-75 180 CZA EUY6 OV","1","0240","L","98446967","Pump housing DN25-180 1 1/2\" CED UPM3",1,"PC","No",""]
[98910395,"UPM3 SOLAR 25-75 180 CZA EUY6 OV","1","0260","L","98680749","Ctrl UPM3 PWM Hybrid FCI not config",1,"PC","No",""]
[98910395,"UPM3 SOLAR 25-75 180 CZA EUY6 OV","1","0290","L","98677050","Front foil Hybrid, Solar",1,"PC","No",""]
[98910395,"UPM3 SOLAR 25-75 180 CZA EUY6 OV","1","0305","L","98451798","Lock for FCI Connection",1,"PC","No",""]
[98910395,"UPM3 SOLAR 25-75 180 CZA EUY6 OV","1","0430","L","98603956","Quick guide UPM3 SOLAR",1,"PC","No",""]
[98910395,"UPM3 SOLAR 25-75 180 CZA EUY6 OV","1","0720","L","98692910","#Packaging cpl. half euro pallet 96 pcs.",0.02,"PC","Yes","x","emballage"]
[98911256,"UPM3 HYBRID 15-70 130 ACA EUX9 TFH","1","0105","L","98473428","Stator w/housing shot blasted",1,"PC","Yes",""]
[98911256,"UPM3 HYBRID 15-70 130 ACA EUX9 TFH","1","0135","L","98288541","O-ring D15x2",1,"PC","No",""]
[98911256,"UPM3 HYBRID 15-70 130 ACA EUX9 TFH","1","0140","L","98460464","Rotor can cpl. D28x41.4 W DEBLOCKING",1,"PC","No",""]
[98911256,"UPM3 HYBRID 15-70 130 ACA EUX9 TFH","1","0150","L","97704972","Gasket D82xD70.2x4",1,"PC","No",""]
[98911256,"UPM3 HYBRID 15-70 130 ACA EUX9 TFH","1","0220","L","98419135","#axe+roue cpl. UPM3 RS4",1,"PC","Yes","x"]
[98911256,"UPM3 HYBRID 15-70 130 ACA EUX9 TFH","1","0230","L","98152261","Hex cap screw M5x16 raw w. Eco-lubric",4,"PC","No",""]
[98911256,"UPM3 HYBRID 15-70 130 ACA EUX9 TFH","1","0240","L","98419166","Pump housing DN15-130 1\" CED",1,"PC","No",""]
[98911256,"UPM3 HYBRID 15-70 130 ACA EUX9 TFH","1","0260","L","98477859","Ctrl UPM3 PWM Hybrid Super Seal not conf",1,"PC","Yes",""]
[98911256,"UPM3 HYBRID 15-70 130 ACA EUX9 TFH","1","0290","L","98441191","Front Foil, Hybrid",1,"PC","No",""]
[98911256,"UPM3 HYBRID 15-70 130 ACA EUX9 TFH","1","0489","L","97570310","#Etiquette 120x60 cpl. spare",1,"PC","Yes","x"]
[98911256,"UPM3 HYBRID 15-70 130 ACA EUX9 TFH","1","0680","L","98460256","Cable cpl. Signal UPM3 1000mm",1,"PC","No",""]
[98911256,"UPM3 HYBRID 15-70 130 ACA EUX9 TFH","1","0720","L","98661018","#Single box cpl. small UPM3",1,"PC","Yes","x","Emb. indiv. "]
[98914369,"UPM3 AUTO L 15-70 GGMBP3 ZZZ EUX0 TRS","1","0105","L","98473428","Stator w/housing shot blasted",1,"PC","Yes",""]
[98914369,"UPM3 AUTO L 15-70 GGMBP3 ZZZ EUX0 TRS","1","0135","L","98288541","O-ring D15x2",1,"PC","No",""]
[98914369,"UPM3 AUTO L 15-70 GGMBP3 ZZZ EUX0 TRS","1","0140","L","98460464","Rotor can cpl. D28x41.4 W DEBLOCKING",1,"PC","No",""]
[98914369,"UPM3 AUTO L 15-70 GGMBP3 ZZZ EUX0 TRS","1","0150","L","97704972","Gasket D82xD70.2x4",1,"PC","No",""]
[98914369,"UPM3 AUTO L 15-70 GGMBP3 ZZZ EUX0 TRS","1","0220","L","98419135","#axe+roue cpl. UPM3 RS4",1,"PC","Yes","x"]
[98914369,"UPM3 AUTO L 15-70 GGMBP3 ZZZ EUX0 TRS","1","0230","L","98152261","Hex cap screw M5x16 raw w. Eco-lubric",2,"PC","No",""]
[98914369,"UPM3 AUTO L 15-70 GGMBP3 ZZZ EUX0 TRS","1","0240","L","98662017","Pump housing GGMBP3 CED w/o gasket",1,"PC","No",""]
[98914369,"UPM3 AUTO L 15-70 GGMBP3 ZZZ EUX0 TRS","1","0260","L","98477859","Ctrl UPM3 PWM Hybrid Super Seal not conf",1,"PC","Yes",""]
[98914369,"UPM3 AUTO L 15-70 GGMBP3 ZZZ EUX0 TRS","1","0290","L","98441191","Front Foil, Hybrid",1,"PC","No",""]
[98914369,"UPM3 AUTO L 15-70 GGMBP3 ZZZ EUX0 TRS","1","0300","L","98451691","Blind plug f/Mini Superseal",1,"PC","No",""]
[98914369,"UPM3 AUTO L 15-70 GGMBP3 ZZZ EUX0 TRS","1","0670","L","98373384","Cable cpl. Power UPM3 2000mm",1,"PC","No",""]
[98914369,"UPM3 AUTO L 15-70 GGMBP3 ZZZ EUX0 TRS","1","0720","L","98784877","#Packaging cpl. euro pallet 324 pcs.",3.0000000000000001E-3,"PC","Yes","x","emballage"]
[98915098,"UPM3 FLEX AS 15-70 130 AZJ EUX0 WPL","1","0105","L","98473428","Stator w/housing shot blasted",1,"PC","Yes",""]
[98915098,"UPM3 FLEX AS 15-70 130 AZJ EUX0 WPL","1","0135","L","98288541","O-ring D15x2",1,"PC","No",""]
[98915098,"UPM3 FLEX AS 15-70 130 AZJ EUX0 WPL","1","0140","L","98460464","Rotor can cpl. D28x41.4 W DEBLOCKING",1,"PC","No",""]
[98915098,"UPM3 FLEX AS 15-70 130 AZJ EUX0 WPL","1","0150","L","97704972","Gasket D82xD70.2x4",1,"PC","No",""]
[98915098,"UPM3 FLEX AS 15-70 130 AZJ EUX0 WPL","1","0220","L","98419135","#axe+roue cpl. UPM3 RS4",1,"PC","Yes","x"]
[98915098,"UPM3 FLEX AS 15-70 130 AZJ EUX0 WPL","1","0230","L","98152261","Hex cap screw M5x16 raw w. Eco-lubric",4,"PC","No",""]
[98915098,"UPM3 FLEX AS 15-70 130 AZJ EUX0 WPL","1","0240","L","98419166","Pump housing DN15-130 1\" CED",1,"PC","No",""]
[98915098,"UPM3 FLEX AS 15-70 130 AZJ EUX0 WPL","1","0260","L","98477859","Ctrl UPM3 PWM Hybrid Super Seal not conf",1,"PC","Yes",""]
[98915098,"UPM3 FLEX AS 15-70 130 AZJ EUX0 WPL","1","0290","L","98441191","Front Foil, Hybrid",1,"PC","No",""]
[98915098,"UPM3 FLEX AS 15-70 130 AZJ EUX0 WPL","1","0300","L","98451691","Blind plug f/Mini Superseal",1,"PC","No",""]
[98915098,"UPM3 FLEX AS 15-70 130 AZJ EUX0 WPL","1","0440","L","504023","JOINT 1\" 29/23X2",2,"PC","No",""]
[98915098,"UPM3 FLEX AS 15-70 130 AZJ EUX0 WPL","1","0670","L","98616020","Cable cpl. Power UPM3 1000mm",1,"PC","No",""]
[98915098,"UPM3 FLEX AS 15-70 130 AZJ EUX0 WPL","1","0720","L","98696458","#Packaging cpl. euro pallet 175 pcs.",6.0000000000000001E-3,"PC","Yes","x","emballage"]
[98915948,"UPM3 HYBRID 15-70 130 ACA EUX9 MB","1","0105","L","98473428","Stator w/housing shot blasted",1,"PC","Yes",""]
[98915948,"UPM3 HYBRID 15-70 130 ACA EUX9 MB","1","0135","L","98288541","O-ring D15x2",1,"PC","No",""]
[98915948,"UPM3 HYBRID 15-70 130 ACA EUX9 MB","1","0140","L","98460464","Rotor can cpl. D28x41.4 W DEBLOCKING",1,"PC","No",""]
[98915948,"UPM3 HYBRID 15-70 130 ACA EUX9 MB","1","0150","L","97704972","Gasket D82xD70.2x4",1,"PC","No",""]
[98915948,"UPM3 HYBRID 15-70 130 ACA EUX9 MB","1","0220","L","98419135","#axe+roue cpl. UPM3 RS4",1,"PC","Yes","x"]
[98915948,"UPM3 HYBRID 15-70 130 ACA EUX9 MB","1","0230","L","98152261","Hex cap screw M5x16 raw w. Eco-lubric",4,"PC","No",""]
[98915948,"UPM3 HYBRID 15-70 130 ACA EUX9 MB","1","0240","L","98419166","Pump housing DN15-130 1\" CED",1,"PC","No",""]
[98915948,"UPM3 HYBRID 15-70 130 ACA EUX9 MB","1","0260","L","98477859","Ctrl UPM3 PWM Hybrid Super Seal not conf",1,"PC","Yes",""]
[98915948,"UPM3 HYBRID 15-70 130 ACA EUX9 MB","1","0290","L","98441191","Front Foil, Hybrid",1,"PC","No",""]
[98915948,"UPM3 HYBRID 15-70 130 ACA EUX9 MB","1","0430","L","98603930","Quick guide UPM3 HYBRID",1,"PC","No",""]
[98915948,"UPM3 HYBRID 15-70 130 ACA EUX9 MB","1","0720","L","98692923","#Packaging cpl. half euro pallet 96 pcs.",0.02,"PC","Yes","x","emballage"]
[98916455,"UPM3 HYBRID 25-70 130 ACA EUX9 SVE","1","0105","L","98473428","Stator w/housing shot blasted",1,"PC","Yes",""]
[98916455,"UPM3 HYBRID 25-70 130 ACA EUX9 SVE","1","0135","L","98288541","O-ring D15x2",1,"PC","No",""]
[98916455,"UPM3 HYBRID 25-70 130 ACA EUX9 SVE","1","0140","L","98460464","Rotor can cpl. D28x41.4 W DEBLOCKING",1,"PC","No",""]
[98916455,"UPM3 HYBRID 25-70 130 ACA EUX9 SVE","1","0150","L","97704972","Gasket D82xD70.2x4",1,"PC","No",""]
[98916455,"UPM3 HYBRID 25-70 130 ACA EUX9 SVE","1","0220","L","98419135","#axe+roue cpl. UPM3 RS4",1,"PC","Yes","x"]
[98916455,"UPM3 HYBRID 25-70 130 ACA EUX9 SVE","1","0230","L","98152261","Hex cap screw M5x16 raw w. Eco-lubric",4,"PC","No",""]
[98916455,"UPM3 HYBRID 25-70 130 ACA EUX9 SVE","1","0240","L","98446965","Pump housing DN25-130 1 1/2\" CED",1,"PC","No",""]
[98916455,"UPM3 HYBRID 25-70 130 ACA EUX9 SVE","1","0260","L","98477859","Ctrl UPM3 PWM Hybrid Super Seal not conf",1,"PC","Yes",""]
[98916455,"UPM3 HYBRID 25-70 130 ACA EUX9 SVE","1","0290","L","98441191","Front Foil, Hybrid",1,"PC","No",""]
[98916455,"UPM3 HYBRID 25-70 130 ACA EUX9 SVE","1","0430","L","98603930","Quick guide UPM3 HYBRID",1,"PC","No",""]
[98916455,"UPM3 HYBRID 25-70 130 ACA EUX9 SVE","1","0489","L","97570310","#Etiquette 120x60 cpl. spare",1,"PC","Yes","x"]
[98916455,"UPM3 HYBRID 25-70 130 ACA EUX9 SVE","1","0670","L","98373384","Cable cpl. Power UPM3 2000mm",1,"PC","No",""]
[98916455,"UPM3 HYBRID 25-70 130 ACA EUX9 SVE","1","0680","L","98347385","Cable cpl. Signal UPM3 2000mm",1,"PC","No",""]
[98916455,"UPM3 HYBRID 25-70 130 ACA EUX9 SVE","1","0720","L","98661018","#Single box cpl. small UPM3",1,"PC","Yes","x","Emb. indiv. "]
[98916819,"UPM3 AUTO 25-70 180 ZZZ EUX9 DBI","1","0105","L","98473428","Stator w/housing shot blasted",1,"PC","Yes",""]
[98916819,"UPM3 AUTO 25-70 180 ZZZ EUX9 DBI","1","0135","L","98288541","O-ring D15x2",1,"PC","No",""]
[98916819,"UPM3 AUTO 25-70 180 ZZZ EUX9 DBI","1","0140","L","98460464","Rotor can cpl. D28x41.4 W DEBLOCKING",1,"PC","No",""]
[98916819,"UPM3 AUTO 25-70 180 ZZZ EUX9 DBI","1","0150","L","97704972","Gasket D82xD70.2x4",1,"PC","No",""]
[98916819,"UPM3 AUTO 25-70 180 ZZZ EUX9 DBI","1","0220","L","98419135","#axe+roue cpl. UPM3 RS4",1,"PC","Yes","x"]
[98916819,"UPM3 AUTO 25-70 180 ZZZ EUX9 DBI","1","0230","L","98152261","Hex cap screw M5x16 raw w. Eco-lubric",4,"PC","No",""]
[98916819,"UPM3 AUTO 25-70 180 ZZZ EUX9 DBI","1","0240","L","98446967","Pump housing DN25-180 1 1/2\" CED UPM3",1,"PC","No",""]
[98916819,"UPM3 AUTO 25-70 180 ZZZ EUX9 DBI","1","0260","L","98477859","Ctrl UPM3 PWM Hybrid Super Seal not conf",1,"PC","Yes",""]
[98916819,"UPM3 AUTO 25-70 180 ZZZ EUX9 DBI","1","0290","L","98441191","Front Foil, Hybrid",1,"PC","No",""]
[98916819,"UPM3 AUTO 25-70 180 ZZZ EUX9 DBI","1","0670","L","98460258","Cable cpl. Power UPM3 1000mm",1,"PC","No",""]
[98916819,"UPM3 AUTO 25-70 180 ZZZ EUX9 DBI","1","0720","L","98692892","#Packaging cpl. euro pallet 150 pcs.",7.0000000000000001E-3,"PC","Yes","x","emballage"]
[98917836,"UPM3 15-70 130 AZA EUX9 BOS","1","0105","L","98473428","Stator w/housing shot blasted",1,"PC","Yes",""]
[98917836,"UPM3 15-70 130 AZA EUX9 BOS","1","0135","L","98288541","O-ring D15x2",1,"PC","No",""]
[98917836,"UPM3 15-70 130 AZA EUX9 BOS","1","0140","L","98460464","Rotor can cpl. D28x41.4 W DEBLOCKING",1,"PC","No",""]
[98917836,"UPM3 15-70 130 AZA EUX9 BOS","1","0150","L","97704972","Gasket D82xD70.2x4",1,"PC","No",""]
[98917836,"UPM3 15-70 130 AZA EUX9 BOS","1","0220","L","98419135","#axe+roue cpl. UPM3 RS4",1,"PC","Yes","x"]
[98917836,"UPM3 15-70 130 AZA EUX9 BOS","1","0230","L","98152261","Hex cap screw M5x16 raw w. Eco-lubric",4,"PC","No",""]
[98917836,"UPM3 15-70 130 AZA EUX9 BOS","1","0240","L","98419166","Pump housing DN15-130 1\" CED",1,"PC","No",""]
[98917836,"UPM3 15-70 130 AZA EUX9 BOS","1","0260","L","98288597","Ctrl UPM3 PWM Super Seal not config",1,"PC","No",""]
[98917836,"UPM3 15-70 130 AZA EUX9 BOS","1","0290","L","98354083","Front Foil, PWM",1,"PC","No",""]
[98917836,"UPM3 15-70 130 AZA EUX9 BOS","1","0489","L","97570310","#Etiquette 120x60 cpl. spare",1,"PC","Yes","x"]
[98917836,"UPM3 15-70 130 AZA EUX9 BOS","1","0670","L","98373384","Cable cpl. Power UPM3 2000mm",1,"PC","No",""]
[98917836,"UPM3 15-70 130 AZA EUX9 BOS","1","0680","L","98347385","Cable cpl. Signal UPM3 2000mm",1,"PC","No",""]
[98917836,"UPM3 15-70 130 AZA EUX9 BOS","1","0720","L","98661018","#Single box cpl. small UPM3",1,"PC","Yes","x","Emb. indiv. "]
[98918041,"UPM3 SOLAR 25-75 130 CZA EUX9 LKA","1","0105","L","98634035","Stator w/housing shot bl. drain pos. 6",1,"PC","Yes",""]
[98918041,"UPM3 SOLAR 25-75 130 CZA EUX9 LKA","1","0135","L","98288541","O-ring D15x2",1,"PC","No",""]
[98918041,"UPM3 SOLAR 25-75 130 CZA EUX9 LKA","1","0140","L","98460464","Rotor can cpl. D28x41.4 W DEBLOCKING",1,"PC","No",""]
[98918041,"UPM3 SOLAR 25-75 130 CZA EUX9 LKA","1","0150","L","97704972","Gasket D82xD70.2x4",1,"PC","No",""]
[98918041,"UPM3 SOLAR 25-75 130 CZA EUX9 LKA","1","0220","L","98419135","#axe+roue cpl. UPM3 RS4",1,"PC","Yes","x"]
[98918041,"UPM3 SOLAR 25-75 130 CZA EUX9 LKA","1","0230","L","98152261","Hex cap screw M5x16 raw w. Eco-lubric",4,"PC","No",""]
[98918041,"UPM3 SOLAR 25-75 130 CZA EUX9 LKA","1","0240","L","98446965","Pump housing DN25-130 1 1/2\" CED",1,"PC","No",""]
[98918041,"UPM3 SOLAR 25-75 130 CZA EUX9 LKA","1","0260","L","98477859","Ctrl UPM3 PWM Hybrid Super Seal not conf",1,"PC","Yes",""]
[98918041,"UPM3 SOLAR 25-75 130 CZA EUX9 LKA","1","0290","L","98677050","Front foil Hybrid, Solar",1,"PC","No",""]
[98918041,"UPM3 SOLAR 25-75 130 CZA EUX9 LKA","1","0430","L","98603956","Quick guide UPM3 SOLAR",1,"PC","No",""]
[98918041,"UPM3 SOLAR 25-75 130 CZA EUX9 LKA","1","0440","L","520046","JOINT POUR R.U.  44X32X2",2,"PC","No",""]
[98918041,"UPM3 SOLAR 25-75 130 CZA EUX9 LKA","1","0670","L","98616020","Cable cpl. Power UPM3 1000mm",1,"PC","No",""]
[98918041,"UPM3 SOLAR 25-75 130 CZA EUX9 LKA","1","0680","L","98460256","Cable cpl. Signal UPM3 1000mm",1,"PC","No",""]
[98918041,"UPM3 SOLAR 25-75 130 CZA EUX9 LKA","1","0720","L","98692923","#Packaging cpl. half euro pallet 96 pcs.",0.02,"PC","Yes","x","emballage"]
[98918582,"UPM3 FLEX AS 25-70 130 AZJ EUX6 GRD","1","0105","L","98473428","Stator w/housing shot blasted",1,"PC","Yes",""]
[98918582,"UPM3 FLEX AS 25-70 130 AZJ EUX6 GRD","1","0135","L","98288541","O-ring D15x2",1,"PC","No",""]
[98918582,"UPM3 FLEX AS 25-70 130 AZJ EUX6 GRD","1","0140","L","98460464","Rotor can cpl. D28x41.4 W DEBLOCKING",1,"PC","No",""]
[98918582,"UPM3 FLEX AS 25-70 130 AZJ EUX6 GRD","1","0150","L","97704972","Gasket D82xD70.2x4",1,"PC","No",""]
[98918582,"UPM3 FLEX AS 25-70 130 AZJ EUX6 GRD","1","0220","L","98419135","#axe+roue cpl. UPM3 RS4",1,"PC","Yes","x"]
[98918582,"UPM3 FLEX AS 25-70 130 AZJ EUX6 GRD","1","0230","L","98152261","Hex cap screw M5x16 raw w. Eco-lubric",4,"PC","No",""]
[98918582,"UPM3 FLEX AS 25-70 130 AZJ EUX6 GRD","1","0240","L","98446965","Pump housing DN25-130 1 1/2\" CED",1,"PC","No",""]
[98918582,"UPM3 FLEX AS 25-70 130 AZJ EUX6 GRD","1","0260","L","98477859","Ctrl UPM3 PWM Hybrid Super Seal not conf",1,"PC","Yes",""]
[98918582,"UPM3 FLEX AS 25-70 130 AZJ EUX6 GRD","1","0290","L","98441191","Front Foil, Hybrid",1,"PC","No",""]
[98918582,"UPM3 FLEX AS 25-70 130 AZJ EUX6 GRD","1","0300","L","98451691","Blind plug f/Mini Superseal",1,"PC","No",""]
[98918582,"UPM3 FLEX AS 25-70 130 AZJ EUX6 GRD","1","0440","L","520046","JOINT POUR R.U.  44X32X2",2,"PC","No",""]
[98918582,"UPM3 FLEX AS 25-70 130 AZJ EUX6 GRD","1","0670","L","98616051","Cable cpl. Power UPM3 2000mm",1,"PC","No",""]
[98918582,"UPM3 FLEX AS 25-70 130 AZJ EUX6 GRD","1","0720","L","98692923","#Packaging cpl. half euro pallet 96 pcs.",0.02,"PC","Yes","x","emballage"]
[98920569,"UPM3 15-60 130 AZA EUY9 TX","1","0105","L","98473428","Stator w/housing shot blasted",1,"PC","Yes",""]
[98920569,"UPM3 15-60 130 AZA EUY9 TX","1","0135","L","98288541","O-ring D15x2",1,"PC","No",""]
[98920569,"UPM3 15-60 130 AZA EUY9 TX","1","0140","L","98460464","Rotor can cpl. D28x41.4 W DEBLOCKING",1,"PC","No",""]
[98920569,"UPM3 15-60 130 AZA EUY9 TX","1","0150","L","97704972","Gasket D82xD70.2x4",1,"PC","No",""]
[98920569,"UPM3 15-60 130 AZA EUY9 TX","1","0160","L","98116511","Glycerine 75%",1E-3,"L","No",""]
[98920569,"UPM3 15-60 130 AZA EUY9 TX","1","0220","L","98419135","#axe+roue cpl. UPM3 RS4",1,"PC","Yes","x"]
[98920569,"UPM3 15-60 130 AZA EUY9 TX","1","0230","L","98152261","Hex cap screw M5x16 raw w. Eco-lubric",4,"PC","No",""]
[98920569,"UPM3 15-60 130 AZA EUY9 TX","1","0240","L","98419166","Pump housing DN15-130 1\" CED",1,"PC","No",""]
[98920569,"UPM3 15-60 130 AZA EUY9 TX","1","0260","L","98478042","Ctrl UPM3 PWM FCI not config",1,"PC","Yes",""]
[98920569,"UPM3 15-60 130 AZA EUY9 TX","1","0290","L","98354083","Front Foil, PWM",1,"PC","No",""]
[98920569,"UPM3 15-60 130 AZA EUY9 TX","1","0305","L","98451798","Lock for FCI Connection",1,"PC","No",""]
[98920569,"UPM3 15-60 130 AZA EUY9 TX","1","0430","L","98603954","Quick guide UPM3 PWM",1,"PC","No",""]
[98920569,"UPM3 15-60 130 AZA EUY9 TX","1","0720","L","98692923","#Packaging cpl. half euro pallet 96 pcs.",0.02,"PC","Yes","x","emballage"]
[98920838,"UPM3K FLEX AS 15-70 130 AZJ EUX9 FIO","1","0105","L","98473430","Stator w/housing CED, drain hole pos. 6",1,"PC","Yes",""]
[98920838,"UPM3K FLEX AS 15-70 130 AZJ EUX9 FIO","1","0135","L","98288541","O-ring D15x2",1,"PC","No",""]
[98920838,"UPM3K FLEX AS 15-70 130 AZJ EUX9 FIO","1","0140","L","98460464","Rotor can cpl. D28x41.4 W DEBLOCKING",1,"PC","No",""]
[98920838,"UPM3K FLEX AS 15-70 130 AZJ EUX9 FIO","1","0150","L","97704972","Gasket D82xD70.2x4",1,"PC","No",""]
[98920838,"UPM3K FLEX AS 15-70 130 AZJ EUX9 FIO","1","0220","L","98419135","#axe+roue cpl. UPM3 RS4",1,"PC","Yes","x"]
[98920838,"UPM3K FLEX AS 15-70 130 AZJ EUX9 FIO","1","0230","L","98152261","Hex cap screw M5x16 raw w. Eco-lubric",4,"PC","No",""]
[98920838,"UPM3K FLEX AS 15-70 130 AZJ EUX9 FIO","1","0240","L","98419166","Pump housing DN15-130 1\" CED",1,"PC","No",""]
[98920838,"UPM3K FLEX AS 15-70 130 AZJ EUX9 FIO","1","0260","L","98477859","Ctrl UPM3 PWM Hybrid Super Seal not conf",1,"PC","Yes",""]
[98920838,"UPM3K FLEX AS 15-70 130 AZJ EUX9 FIO","1","0290","L","98441191","Front Foil, Hybrid",1,"PC","No",""]
[98920838,"UPM3K FLEX AS 15-70 130 AZJ EUX9 FIO","1","0670","L","98460258","Cable cpl. Power UPM3 1000mm",1,"PC","No",""]
[98920838,"UPM3K FLEX AS 15-70 130 AZJ EUX9 FIO","1","0680","L","98460256","Cable cpl. Signal UPM3 1000mm",1,"PC","No",""]
[98920838,"UPM3K FLEX AS 15-70 130 AZJ EUX9 FIO","1","0720","L","98696458","#Packaging cpl. euro pallet 175 pcs.",6.0000000000000001E-3,"PC","Yes","x","emballage"]
[98920986,"UPM3 AUTO 25-70 130 ZZZ EUX9 RWC","1","0105","L","98473428","Stator w/housing shot blasted",1,"PC","Yes",""]
[98920986,"UPM3 AUTO 25-70 130 ZZZ EUX9 RWC","1","0135","L","98288541","O-ring D15x2",1,"PC","No",""]
[98920986,"UPM3 AUTO 25-70 130 ZZZ EUX9 RWC","1","0140","L","98460464","Rotor can cpl. D28x41.4 W DEBLOCKING",1,"PC","No",""]
[98920986,"UPM3 AUTO 25-70 130 ZZZ EUX9 RWC","1","0150","L","97704972","Gasket D82xD70.2x4",1,"PC","No",""]
[98920986,"UPM3 AUTO 25-70 130 ZZZ EUX9 RWC","1","0220","L","98419135","#axe+roue cpl. UPM3 RS4",1,"PC","Yes","x"]
[98920986,"UPM3 AUTO 25-70 130 ZZZ EUX9 RWC","1","0230","L","98152261","Hex cap screw M5x16 raw w. Eco-lubric",4,"PC","No",""]
[98920986,"UPM3 AUTO 25-70 130 ZZZ EUX9 RWC","1","0240","L","98446965","Pump housing DN25-130 1 1/2\" CED",1,"PC","No",""]
[98920986,"UPM3 AUTO 25-70 130 ZZZ EUX9 RWC","1","0260","L","98477859","Ctrl UPM3 PWM Hybrid Super Seal not conf",1,"PC","Yes",""]
[98920986,"UPM3 AUTO 25-70 130 ZZZ EUX9 RWC","1","0290","L","98441191","Front Foil, Hybrid",1,"PC","No",""]
[98920986,"UPM3 AUTO 25-70 130 ZZZ EUX9 RWC","1","0300","L","98451691","Blind plug f/Mini Superseal",1,"PC","No",""]
[98920986,"UPM3 AUTO 25-70 130 ZZZ EUX9 RWC","1","0440","L","520046","JOINT POUR R.U.  44X32X2",2,"PC","No",""]
[98920986,"UPM3 AUTO 25-70 130 ZZZ EUX9 RWC","1","0670","L","98460258","Cable cpl. Power UPM3 1000mm",1,"PC","No",""]
[98920986,"UPM3 AUTO 25-70 130 ZZZ EUX9 RWC","1","0720","L","98696458","#Packaging cpl. euro pallet 175 pcs.",6.0000000000000001E-3,"PC","Yes","x","emballage"]
[98921076,"UPM3 25-50 180 AZA EUX0 YGN","1","0105","L","98473428","Stator w/housing shot blasted",1,"PC","Yes",""]
[98921076,"UPM3 25-50 180 AZA EUX0 YGN","1","0135","L","98288541","O-ring D15x2",1,"PC","No",""]
[98921076,"UPM3 25-50 180 AZA EUX0 YGN","1","0140","L","98460464","Rotor can cpl. D28x41.4 W DEBLOCKING",1,"PC","No",""]
[98921076,"UPM3 25-50 180 AZA EUX0 YGN","1","0150","L","97704972","Gasket D82xD70.2x4",1,"PC","No",""]
[98921076,"UPM3 25-50 180 AZA EUX0 YGN","1","0220","L","98419135","#axe+roue cpl. UPM3 RS4",1,"PC","Yes","x"]
[98921076,"UPM3 25-50 180 AZA EUX0 YGN","1","0230","L","98152261","Hex cap screw M5x16 raw w. Eco-lubric",4,"PC","No",""]
[98921076,"UPM3 25-50 180 AZA EUX0 YGN","1","0240","L","98446967","Pump housing DN25-180 1 1/2\" CED UPM3",1,"PC","No",""]
[98921076,"UPM3 25-50 180 AZA EUX0 YGN","1","0260","L","98288597","Ctrl UPM3 PWM Super Seal not config",1,"PC","No",""]
[98921076,"UPM3 25-50 180 AZA EUX0 YGN","1","0290","L","98354083","Front Foil, PWM",1,"PC","No",""]
[98921076,"UPM3 25-50 180 AZA EUX0 YGN","1","0300","L","98451691","Blind plug f/Mini Superseal",1,"PC","No",""]
[98921076,"UPM3 25-50 180 AZA EUX0 YGN","1","0670","L","98460258","Cable cpl. Power UPM3 1000mm",1,"PC","No",""]
[98921076,"UPM3 25-50 180 AZA EUX0 YGN","1","0720","L","98692892","#Packaging cpl. euro pallet 150 pcs.",7.0000000000000001E-3,"PC","Yes","x","emballage"]
[98921640,"UPM3 SOLAR 15-105 130 ZCA EUX3 SFC","1","0105","L","98634035","Stator w/housing shot bl. drain pos. 6",1,"PC","Yes",""]
[98921640,"UPM3 SOLAR 15-105 130 ZCA EUX3 SFC","1","0135","L","98288541","O-ring D15x2",1,"PC","No",""]
[98921640,"UPM3 SOLAR 15-105 130 ZCA EUX3 SFC","1","0140","L","98460464","Rotor can cpl. D28x41.4 W DEBLOCKING",1,"PC","No",""]
[98921640,"UPM3 SOLAR 15-105 130 ZCA EUX3 SFC","1","0150","L","97704972","Gasket D82xD70.2x4",1,"PC","No",""]
[98921640,"UPM3 SOLAR 15-105 130 ZCA EUX3 SFC","1","0220","L","98692629","#Shaft w/impeller cpl. D15.5/52",1,"PC","Yes","x"]
[98921640,"UPM3 SOLAR 15-105 130 ZCA EUX3 SFC","1","0230","L","98152261","Hex cap screw M5x16 raw w. Eco-lubric",4,"PC","No",""]
[98921640,"UPM3 SOLAR 15-105 130 ZCA EUX3 SFC","1","0240","L","97826588","Corps cpl 130x1\" CED 7,5m SOLAR",1,"PC","No",""]
[98921640,"UPM3 SOLAR 15-105 130 ZCA EUX3 SFC","1","0260","L","98477859","Ctrl UPM3 PWM Hybrid Super Seal not conf",1,"PC","Yes",""]
[98921640,"UPM3 SOLAR 15-105 130 ZCA EUX3 SFC","1","0290","L","98677050","Front foil Hybrid, Solar",1,"PC","No",""]
[98921640,"UPM3 SOLAR 15-105 130 ZCA EUX3 SFC","1","0430","L","98603956","Quick guide UPM3 SOLAR",1,"PC","No",""]
[98921640,"UPM3 SOLAR 15-105 130 ZCA EUX3 SFC","1","0720","L","98692923","#Packaging cpl. half euro pallet 96 pcs.",0.02,"PC","Yes","x","emballage"]
[98922125,"UPM3 AUTO L 25-70 130 ZZZ EUX9 MTR","1","0105","L","98473428","Stator w/housing shot blasted",1,"PC","Yes",""]
[98922125,"UPM3 AUTO L 25-70 130 ZZZ EUX9 MTR","1","0135","L","98288541","O-ring D15x2",1,"PC","No",""]
[98922125,"UPM3 AUTO L 25-70 130 ZZZ EUX9 MTR","1","0140","L","98460464","Rotor can cpl. D28x41.4 W DEBLOCKING",1,"PC","No",""]
[98922125,"UPM3 AUTO L 25-70 130 ZZZ EUX9 MTR","1","0150","L","97704972","Gasket D82xD70.2x4",1,"PC","No",""]
[98922125,"UPM3 AUTO L 25-70 130 ZZZ EUX9 MTR","1","0220","L","98419135","#axe+roue cpl. UPM3 RS4",1,"PC","Yes","x"]
[98922125,"UPM3 AUTO L 25-70 130 ZZZ EUX9 MTR","1","0230","L","98152261","Hex cap screw M5x16 raw w. Eco-lubric",4,"PC","No",""]
[98922125,"UPM3 AUTO L 25-70 130 ZZZ EUX9 MTR","1","0240","L","98446965","Pump housing DN25-130 1 1/2\" CED",1,"PC","No",""]
[98922125,"UPM3 AUTO L 25-70 130 ZZZ EUX9 MTR","1","0260","L","98477859","Ctrl UPM3 PWM Hybrid Super Seal not conf",1,"PC","Yes",""]
[98922125,"UPM3 AUTO L 25-70 130 ZZZ EUX9 MTR","1","0290","L","98441191","Front Foil, Hybrid",1,"PC","No",""]
[98922125,"UPM3 AUTO L 25-70 130 ZZZ EUX9 MTR","1","0440","L","520046","JOINT POUR R.U.  44X32X2",2,"PC","No",""]
[98922125,"UPM3 AUTO L 25-70 130 ZZZ EUX9 MTR","1","0670","L","98460260","Cable cpl,. Power UPM3 1000mm",1,"PC","No",""]
[98922125,"UPM3 AUTO L 25-70 130 ZZZ EUX9 MTR","1","0720","L","98692923","#Packaging cpl. half euro pallet 96 pcs.",0.02,"PC","Yes","x","emballage"]
[98923313,"UPM3 SOLAR 25-75 180 CZA EUX9 DU","1","0105","L","98634035","Stator w/housing shot bl. drain pos. 6",1,"PC","Yes",""]
[98923313,"UPM3 SOLAR 25-75 180 CZA EUX9 DU","1","0135","L","98288541","O-ring D15x2",1,"PC","No",""]
[98923313,"UPM3 SOLAR 25-75 180 CZA EUX9 DU","1","0140","L","98460464","Rotor can cpl. D28x41.4 W DEBLOCKING",1,"PC","No",""]
[98923313,"UPM3 SOLAR 25-75 180 CZA EUX9 DU","1","0150","L","97704972","Gasket D82xD70.2x4",1,"PC","No",""]
[98923313,"UPM3 SOLAR 25-75 180 CZA EUX9 DU","1","0220","L","98419135","#axe+roue cpl. UPM3 RS4",1,"PC","Yes","x"]
[98923313,"UPM3 SOLAR 25-75 180 CZA EUX9 DU","1","0230","L","98152261","Hex cap screw M5x16 raw w. Eco-lubric",4,"PC","No",""]
[98923313,"UPM3 SOLAR 25-75 180 CZA EUX9 DU","1","0240","L","98446967","Pump housing DN25-180 1 1/2\" CED UPM3",1,"PC","No",""]
[98923313,"UPM3 SOLAR 25-75 180 CZA EUX9 DU","1","0260","L","98477859","Ctrl UPM3 PWM Hybrid Super Seal not conf",1,"PC","Yes",""]
[98923313,"UPM3 SOLAR 25-75 180 CZA EUX9 DU","1","0290","L","98677050","Front foil Hybrid, Solar",1,"PC","No",""]
[98923313,"UPM3 SOLAR 25-75 180 CZA EUX9 DU","1","0430","L","98603956","Quick guide UPM3 SOLAR",1,"PC","No",""]
[98923313,"UPM3 SOLAR 25-75 180 CZA EUX9 DU","1","0720","L","98692892","#Packaging cpl. euro pallet 150 pcs.",7.0000000000000001E-3,"PC","Yes","x","emballage"]
[98923318,"UPM3 SOLAR 15-105 130 CZA EUX9 DU","1","0105","L","98634035","Stator w/housing shot bl. drain pos. 6",1,"PC","Yes",""]
[98923318,"UPM3 SOLAR 15-105 130 CZA EUX9 DU","1","0135","L","98288541","O-ring D15x2",1,"PC","No",""]
[98923318,"UPM3 SOLAR 15-105 130 CZA EUX9 DU","1","0140","L","98460464","Rotor can cpl. D28x41.4 W DEBLOCKING",1,"PC","No",""]
[98923318,"UPM3 SOLAR 15-105 130 CZA EUX9 DU","1","0150","L","97704972","Gasket D82xD70.2x4",1,"PC","No",""]
[98923318,"UPM3 SOLAR 15-105 130 CZA EUX9 DU","1","0220","L","98692629","#Shaft w/impeller cpl. D15.5/52",1,"PC","Yes","x"]
[98923318,"UPM3 SOLAR 15-105 130 CZA EUX9 DU","1","0230","L","98152261","Hex cap screw M5x16 raw w. Eco-lubric",4,"PC","No",""]
[98923318,"UPM3 SOLAR 15-105 130 CZA EUX9 DU","1","0240","L","97826588","Corps cpl 130x1\" CED 7,5m SOLAR",1,"PC","No",""]
[98923318,"UPM3 SOLAR 15-105 130 CZA EUX9 DU","1","0260","L","98477859","Ctrl UPM3 PWM Hybrid Super Seal not conf",1,"PC","Yes",""]
[98923318,"UPM3 SOLAR 15-105 130 CZA EUX9 DU","1","0290","L","98677050","Front foil Hybrid, Solar",1,"PC","No",""]
[98923318,"UPM3 SOLAR 15-105 130 CZA EUX9 DU","1","0430","L","98603956","Quick guide UPM3 SOLAR",1,"PC","No",""]
[98923318,"UPM3 SOLAR 15-105 130 CZA EUX9 DU","1","0720","L","98696458","#Packaging cpl. euro pallet 175 pcs.",6.0000000000000001E-3,"PC","Yes","x","emballage"]
[98923321,"UPM3 SOLAR 25-105 180 CZA EUX9 DU","1","0105","L","98634035","Stator w/housing shot bl. drain pos. 6",1,"PC","Yes",""]
[98923321,"UPM3 SOLAR 25-105 180 CZA EUX9 DU","1","0135","L","98288541","O-ring D15x2",1,"PC","No",""]
[98923321,"UPM3 SOLAR 25-105 180 CZA EUX9 DU","1","0140","L","98460464","Rotor can cpl. D28x41.4 W DEBLOCKING",1,"PC","No",""]
[98923321,"UPM3 SOLAR 25-105 180 CZA EUX9 DU","1","0150","L","97704972","Gasket D82xD70.2x4",1,"PC","No",""]
[98923321,"UPM3 SOLAR 25-105 180 CZA EUX9 DU","1","0220","L","98692629","#Shaft w/impeller cpl. D15.5/52",1,"PC","Yes","x"]
[98923321,"UPM3 SOLAR 25-105 180 CZA EUX9 DU","1","0230","L","98152261","Hex cap screw M5x16 raw w. Eco-lubric",4,"PC","No",""]
[98923321,"UPM3 SOLAR 25-105 180 CZA EUX9 DU","1","0240","L","97826022","Corps de pompe 180x1 1/2 CED 7,5 SOLAR",1,"PC","No",""]
[98923321,"UPM3 SOLAR 25-105 180 CZA EUX9 DU","1","0260","L","98477859","Ctrl UPM3 PWM Hybrid Super Seal not conf",1,"PC","Yes",""]
[98923321,"UPM3 SOLAR 25-105 180 CZA EUX9 DU","1","0290","L","98677050","Front foil Hybrid, Solar",1,"PC","No",""]
[98923321,"UPM3 SOLAR 25-105 180 CZA EUX9 DU","1","0430","L","98603956","Quick guide UPM3 SOLAR",1,"PC","No",""]
[98923321,"UPM3 SOLAR 25-105 180 CZA EUX9 DU","1","0720","L","98692892","#Packaging cpl. euro pallet 150 pcs.",7.0000000000000001E-3,"PC","Yes","x","emballage"]
[98925696,"UPM3 HYBRID 15-70 130 ACA EUX0 FOR","1","0105","L","98473428","Stator w/housing shot blasted",1,"PC","Yes",""]
[98925696,"UPM3 HYBRID 15-70 130 ACA EUX0 FOR","1","0135","L","98288541","O-ring D15x2",1,"PC","No",""]
[98925696,"UPM3 HYBRID 15-70 130 ACA EUX0 FOR","1","0140","L","98460464","Rotor can cpl. D28x41.4 W DEBLOCKING",1,"PC","No",""]
[98925696,"UPM3 HYBRID 15-70 130 ACA EUX0 FOR","1","0150","L","97704972","Gasket D82xD70.2x4",1,"PC","No",""]
[98925696,"UPM3 HYBRID 15-70 130 ACA EUX0 FOR","1","0220","L","98419135","#axe+roue cpl. UPM3 RS4",1,"PC","Yes","x"]
[98925696,"UPM3 HYBRID 15-70 130 ACA EUX0 FOR","1","0230","L","98152261","Hex cap screw M5x16 raw w. Eco-lubric",4,"PC","No",""]
[98925696,"UPM3 HYBRID 15-70 130 ACA EUX0 FOR","1","0240","L","98419166","Pump housing DN15-130 1\" CED",1,"PC","No",""]
[98925696,"UPM3 HYBRID 15-70 130 ACA EUX0 FOR","1","0260","L","98477859","Ctrl UPM3 PWM Hybrid Super Seal not conf",1,"PC","Yes",""]
[98925696,"UPM3 HYBRID 15-70 130 ACA EUX0 FOR","1","0290","L","98441191","Front Foil, Hybrid",1,"PC","No",""]
[98925696,"UPM3 HYBRID 15-70 130 ACA EUX0 FOR","1","0300","L","98451691","Blind plug f/Mini Superseal",1,"PC","No",""]
[98925696,"UPM3 HYBRID 15-70 130 ACA EUX0 FOR","1","0489","L","97570310","#Etiquette 120x60 cpl. spare",1,"PC","Yes","x"]
[98925696,"UPM3 HYBRID 15-70 130 ACA EUX0 FOR","1","0670","L","98460259","Cable cpl. Power UPM3 4000mm",1,"PC","No",""]
[98925696,"UPM3 HYBRID 15-70 130 ACA EUX0 FOR","1","0720","L","98661018","#Single box cpl. small UPM3",1,"PC","Yes","x","Emb. indiv. "]
[98926736,"UPM3 FLEX AS 25-70 130 AZJ EUX9 AQE","1","0105","L","98473428","Stator w/housing shot blasted",1,"PC","Yes",""]
[98926736,"UPM3 FLEX AS 25-70 130 AZJ EUX9 AQE","1","0135","L","98288541","O-ring D15x2",1,"PC","No",""]
[98926736,"UPM3 FLEX AS 25-70 130 AZJ EUX9 AQE","1","0140","L","98460464","Rotor can cpl. D28x41.4 W DEBLOCKING",1,"PC","No",""]
[98926736,"UPM3 FLEX AS 25-70 130 AZJ EUX9 AQE","1","0150","L","97704972","Gasket D82xD70.2x4",1,"PC","No",""]
[98926736,"UPM3 FLEX AS 25-70 130 AZJ EUX9 AQE","1","0220","L","98419135","#axe+roue cpl. UPM3 RS4",1,"PC","Yes","x"]
[98926736,"UPM3 FLEX AS 25-70 130 AZJ EUX9 AQE","1","0230","L","98152261","Hex cap screw M5x16 raw w. Eco-lubric",4,"PC","No",""]
[98926736,"UPM3 FLEX AS 25-70 130 AZJ EUX9 AQE","1","0240","L","98446965","Pump housing DN25-130 1 1/2\" CED",1,"PC","No",""]
[98926736,"UPM3 FLEX AS 25-70 130 AZJ EUX9 AQE","1","0260","L","98477859","Ctrl UPM3 PWM Hybrid Super Seal not conf",1,"PC","Yes",""]
[98926736,"UPM3 FLEX AS 25-70 130 AZJ EUX9 AQE","1","0290","L","98441191","Front Foil, Hybrid",1,"PC","No",""]
[98926736,"UPM3 FLEX AS 25-70 130 AZJ EUX9 AQE","1","0670","L","98460258","Cable cpl. Power UPM3 1000mm",1,"PC","No",""]
[98926736,"UPM3 FLEX AS 25-70 130 AZJ EUX9 AQE","1","0720","L","98696458","#Packaging cpl. euro pallet 175 pcs.",6.0000000000000001E-3,"PC","Yes","x","emballage"]
[98926816,"UPM3 AUTO L 25-70 130 ZZZ EUX0 UNT","1","0105","L","98473428","Stator w/housing shot blasted",1,"PC","Yes",""]
[98926816,"UPM3 AUTO L 25-70 130 ZZZ EUX0 UNT","1","0135","L","98288541","O-ring D15x2",1,"PC","No",""]
[98926816,"UPM3 AUTO L 25-70 130 ZZZ EUX0 UNT","1","0140","L","98460464","Rotor can cpl. D28x41.4 W DEBLOCKING",1,"PC","No",""]
[98926816,"UPM3 AUTO L 25-70 130 ZZZ EUX0 UNT","1","0150","L","97704972","Gasket D82xD70.2x4",1,"PC","No",""]
[98926816,"UPM3 AUTO L 25-70 130 ZZZ EUX0 UNT","1","0220","L","98419135","#axe+roue cpl. UPM3 RS4",1,"PC","Yes","x"]
[98926816,"UPM3 AUTO L 25-70 130 ZZZ EUX0 UNT","1","0230","L","98152261","Hex cap screw M5x16 raw w. Eco-lubric",4,"PC","No",""]
[98926816,"UPM3 AUTO L 25-70 130 ZZZ EUX0 UNT","1","0240","L","98446965","Pump housing DN25-130 1 1/2\" CED",1,"PC","No",""]
[98926816,"UPM3 AUTO L 25-70 130 ZZZ EUX0 UNT","1","0260","L","98477859","Ctrl UPM3 PWM Hybrid Super Seal not conf",1,"PC","Yes",""]
[98926816,"UPM3 AUTO L 25-70 130 ZZZ EUX0 UNT","1","0290","L","98441191","Front Foil, Hybrid",1,"PC","No",""]
[98926816,"UPM3 AUTO L 25-70 130 ZZZ EUX0 UNT","1","0670","L","98460258","Cable cpl. Power UPM3 1000mm",1,"PC","No",""]
[98926816,"UPM3 AUTO L 25-70 130 ZZZ EUX0 UNT","1","0720","L","98692923","#Packaging cpl. half euro pallet 96 pcs.",0.02,"PC","Yes","x","emballage"]
[98926825,"UPM3 FLEX AS 25-70 180 AZJ EUX9 DU","1","0105","L","98473428","Stator w/housing shot blasted",1,"PC","Yes",""]
[98926825,"UPM3 FLEX AS 25-70 180 AZJ EUX9 DU","1","0135","L","98288541","O-ring D15x2",1,"PC","No",""]
[98926825,"UPM3 FLEX AS 25-70 180 AZJ EUX9 DU","1","0140","L","98460464","Rotor can cpl. D28x41.4 W DEBLOCKING",1,"PC","No",""]
[98926825,"UPM3 FLEX AS 25-70 180 AZJ EUX9 DU","1","0150","L","97704972","Gasket D82xD70.2x4",1,"PC","No",""]
[98926825,"UPM3 FLEX AS 25-70 180 AZJ EUX9 DU","1","0220","L","98419135","#axe+roue cpl. UPM3 RS4",1,"PC","Yes","x"]
[98926825,"UPM3 FLEX AS 25-70 180 AZJ EUX9 DU","1","0230","L","98152261","Hex cap screw M5x16 raw w. Eco-lubric",4,"PC","No",""]
[98926825,"UPM3 FLEX AS 25-70 180 AZJ EUX9 DU","1","0240","L","98446967","Pump housing DN25-180 1 1/2\" CED UPM3",1,"PC","No",""]
[98926825,"UPM3 FLEX AS 25-70 180 AZJ EUX9 DU","1","0260","L","98477859","Ctrl UPM3 PWM Hybrid Super Seal not conf",1,"PC","Yes",""]
[98926825,"UPM3 FLEX AS 25-70 180 AZJ EUX9 DU","1","0290","L","98441191","Front Foil, Hybrid",1,"PC","No",""]
[98926825,"UPM3 FLEX AS 25-70 180 AZJ EUX9 DU","1","0430","L","98603960","Quick guide UPM3 FLEX AS",1,"PC","No",""]
[98926825,"UPM3 FLEX AS 25-70 180 AZJ EUX9 DU","1","0720","L","98692892","#Packaging cpl. euro pallet 150 pcs.",7.0000000000000001E-3,"PC","Yes","x","emballage"]
[98927050,"Cable cpl. superseal UPM3 in box (96)","1","0010","L","98460258","Cable cpl. Power UPM3 1000mm",1,"PC","No",""]
[98927050,"Cable cpl. superseal UPM3 in box (96)","1","0020","L","00ID7183","ETIQ.INTERMEC 90X140 (RL1200)",0.01,"PC","No",""]
[98927050,"Cable cpl. superseal UPM3 in box (96)","1","0030","L","501207","CARTON GRUNDFOS 380x252x381",0.01,"PC","No",""]
[98927074,"UPM3 15-70 PH AZJ EUX0 IB","1","0105","L","98473428","Stator w/housing shot blasted",1,"PC","Yes",""]
[98927074,"UPM3 15-70 PH AZJ EUX0 IB","1","0135","L","98288541","O-ring D15x2",1,"PC","No",""]
[98927074,"UPM3 15-70 PH AZJ EUX0 IB","1","0140","L","98460464","Rotor can cpl. D28x41.4 W DEBLOCKING",1,"PC","No",""]
[98927074,"UPM3 15-70 PH AZJ EUX0 IB","1","0150","L","97704972","Gasket D82xD70.2x4",1,"PC","No",""]
[98927074,"UPM3 15-70 PH AZJ EUX0 IB","1","0220","L","98419135","#axe+roue cpl. UPM3 RS4",1,"PC","Yes","x"]
[98927074,"UPM3 15-70 PH AZJ EUX0 IB","1","0260","L","98288597","Ctrl UPM3 PWM Super Seal not config",1,"PC","No",""]
[98927074,"UPM3 15-70 PH AZJ EUX0 IB","1","0290","L","98354083","Front Foil, PWM",1,"PC","No",""]
[98927074,"UPM3 15-70 PH AZJ EUX0 IB","1","0430","L","98603098","Quick guide UPM3 PWM replac. pump head",1,"PC","No",""]
[98927074,"UPM3 15-70 PH AZJ EUX0 IB","1","0440","L","98400958","Sachet avec 4 vis 98152261",1,"PC","Yes",""]
[98927074,"UPM3 15-70 PH AZJ EUX0 IB","1","0489","L","97570310","#Etiquette 120x60 cpl. spare",1,"PC","Yes","x"]
[98927074,"UPM3 15-70 PH AZJ EUX0 IB","1","0720","L","98661020","#Single box cpl. pump head UPM3",1,"PC","Yes","x","Emb. indiv. "]
[98927164,"UPM3 AUTO 25-70 130 ZZZ EUX3 JAR","1","0105","L","98473428","Stator w/housing shot blasted",1,"PC","Yes",""]
[98927164,"UPM3 AUTO 25-70 130 ZZZ EUX3 JAR","1","0135","L","98288541","O-ring D15x2",1,"PC","No",""]
[98927164,"UPM3 AUTO 25-70 130 ZZZ EUX3 JAR","1","0140","L","98460464","Rotor can cpl. D28x41.4 W DEBLOCKING",1,"PC","No",""]
[98927164,"UPM3 AUTO 25-70 130 ZZZ EUX3 JAR","1","0150","L","97704972","Gasket D82xD70.2x4",1,"PC","No",""]
[98927164,"UPM3 AUTO 25-70 130 ZZZ EUX3 JAR","1","0220","L","98419135","#axe+roue cpl. UPM3 RS4",1,"PC","Yes","x"]
[98927164,"UPM3 AUTO 25-70 130 ZZZ EUX3 JAR","1","0230","L","98152261","Hex cap screw M5x16 raw w. Eco-lubric",4,"PC","No",""]
[98927164,"UPM3 AUTO 25-70 130 ZZZ EUX3 JAR","1","0240","L","98446965","Pump housing DN25-130 1 1/2\" CED",1,"PC","No",""]
[98927164,"UPM3 AUTO 25-70 130 ZZZ EUX3 JAR","1","0260","L","98477859","Ctrl UPM3 PWM Hybrid Super Seal not conf",1,"PC","Yes",""]
[98927164,"UPM3 AUTO 25-70 130 ZZZ EUX3 JAR","1","0290","L","98441191","Front Foil, Hybrid",1,"PC","No",""]
[98927164,"UPM3 AUTO 25-70 130 ZZZ EUX3 JAR","1","0300","L","98451691","Blind plug f/Mini Superseal",1,"PC","No",""]
[98927164,"UPM3 AUTO 25-70 130 ZZZ EUX3 JAR","1","0670","L","98373384","Cable cpl. Power UPM3 2000mm",1,"PC","No",""]
[98927164,"UPM3 AUTO 25-70 130 ZZZ EUX3 JAR","1","0720","L","98696458","#Packaging cpl. euro pallet 175 pcs.",6.0000000000000001E-3,"PC","Yes","x","emballage"]
[98927794,"UPM3 HYBRID 32-70 180 ACA EUX9 PM","1","0105","L","98473428","Stator w/housing shot blasted",1,"PC","Yes",""]
[98927794,"UPM3 HYBRID 32-70 180 ACA EUX9 PM","1","0135","L","98288541","O-ring D15x2",1,"PC","No",""]
[98927794,"UPM3 HYBRID 32-70 180 ACA EUX9 PM","1","0140","L","98460464","Rotor can cpl. D28x41.4 W DEBLOCKING",1,"PC","No",""]
[98927794,"UPM3 HYBRID 32-70 180 ACA EUX9 PM","1","0150","L","97704972","Gasket D82xD70.2x4",1,"PC","No",""]
[98927794,"UPM3 HYBRID 32-70 180 ACA EUX9 PM","1","0160","L","98116511","Glycerine 75%",1E-3,"L","No",""]
[98927794,"UPM3 HYBRID 32-70 180 ACA EUX9 PM","1","0220","L","98419135","#axe+roue cpl. UPM3 RS4",1,"PC","Yes","x"]
[98927794,"UPM3 HYBRID 32-70 180 ACA EUX9 PM","1","0230","L","98152261","Hex cap screw M5x16 raw w. Eco-lubric",4,"PC","No",""]
[98927794,"UPM3 HYBRID 32-70 180 ACA EUX9 PM","1","0240","L","98446970","Pump housing DN32-180 2\" CED UPM3",1,"PC","No",""]
[98927794,"UPM3 HYBRID 32-70 180 ACA EUX9 PM","1","0260","L","98477859","Ctrl UPM3 PWM Hybrid Super Seal not conf",1,"PC","Yes",""]
[98927794,"UPM3 HYBRID 32-70 180 ACA EUX9 PM","1","0290","L","98441191","Front Foil, Hybrid",1,"PC","No",""]
[98927794,"UPM3 HYBRID 32-70 180 ACA EUX9 PM","1","0430","L","98603930","Quick guide UPM3 HYBRID",1,"PC","No",""]
[98927794,"UPM3 HYBRID 32-70 180 ACA EUX9 PM","1","0720","L","98692892","#Packaging cpl. euro pallet 150 pcs.",7.0000000000000001E-3,"PC","Yes","x","emballage"]
[98929017,"UPM3 25-75 130 AZA EUX9 RMB","1","0105","L","98473428","Stator w/housing shot blasted",1,"PC","Yes",""]
[98929017,"UPM3 25-75 130 AZA EUX9 RMB","1","0135","L","98288541","O-ring D15x2",1,"PC","No",""]
[98929017,"UPM3 25-75 130 AZA EUX9 RMB","1","0140","L","98460464","Rotor can cpl. D28x41.4 W DEBLOCKING",1,"PC","No",""]
[98929017,"UPM3 25-75 130 AZA EUX9 RMB","1","0150","L","97704972","Gasket D82xD70.2x4",1,"PC","No",""]
[98929017,"UPM3 25-75 130 AZA EUX9 RMB","1","0220","L","98419135","#axe+roue cpl. UPM3 RS4",1,"PC","Yes","x"]
[98929017,"UPM3 25-75 130 AZA EUX9 RMB","1","0230","L","98152261","Hex cap screw M5x16 raw w. Eco-lubric",4,"PC","No",""]
[98929017,"UPM3 25-75 130 AZA EUX9 RMB","1","0240","L","98446965","Pump housing DN25-130 1 1/2\" CED",1,"PC","No",""]
[98929017,"UPM3 25-75 130 AZA EUX9 RMB","1","0260","L","98288597","Ctrl UPM3 PWM Super Seal not config",1,"PC","No",""]
[98929017,"UPM3 25-75 130 AZA EUX9 RMB","1","0290","L","98354083","Front Foil, PWM",1,"PC","No",""]
[98929017,"UPM3 25-75 130 AZA EUX9 RMB","1","0670","L","98616051","Cable cpl. Power UPM3 2000mm",1,"PC","No",""]
[98929017,"UPM3 25-75 130 AZA EUX9 RMB","1","0680","L","98347385","Cable cpl. Signal UPM3 2000mm",1,"PC","No",""]
[98929017,"UPM3 25-75 130 AZA EUX9 RMB","1","0720","L","98696458","#Packaging cpl. euro pallet 175 pcs.",6.0000000000000001E-3,"PC","Yes","x","emballage"]
[98929396,"UPM3 AUTO L 25-70 130 ZZZ EUX9 IVK","1","0105","L","98473428","Stator w/housing shot blasted",1,"PC","Yes",""]
[98929396,"UPM3 AUTO L 25-70 130 ZZZ EUX9 IVK","1","0135","L","98288541","O-ring D15x2",1,"PC","No",""]
[98929396,"UPM3 AUTO L 25-70 130 ZZZ EUX9 IVK","1","0140","L","98460464","Rotor can cpl. D28x41.4 W DEBLOCKING",1,"PC","No",""]
[98929396,"UPM3 AUTO L 25-70 130 ZZZ EUX9 IVK","1","0150","L","97704972","Gasket D82xD70.2x4",1,"PC","No",""]
[98929396,"UPM3 AUTO L 25-70 130 ZZZ EUX9 IVK","1","0220","L","98419135","#axe+roue cpl. UPM3 RS4",1,"PC","Yes","x"]
[98929396,"UPM3 AUTO L 25-70 130 ZZZ EUX9 IVK","1","0230","L","98152261","Hex cap screw M5x16 raw w. Eco-lubric",4,"PC","No",""]
[98929396,"UPM3 AUTO L 25-70 130 ZZZ EUX9 IVK","1","0240","L","98446965","Pump housing DN25-130 1 1/2\" CED",1,"PC","No",""]
[98929396,"UPM3 AUTO L 25-70 130 ZZZ EUX9 IVK","1","0260","L","98477859","Ctrl UPM3 PWM Hybrid Super Seal not conf",1,"PC","Yes",""]
[98929396,"UPM3 AUTO L 25-70 130 ZZZ EUX9 IVK","1","0290","L","98441191","Front Foil, Hybrid",1,"PC","No",""]
[98929396,"UPM3 AUTO L 25-70 130 ZZZ EUX9 IVK","1","0430","L","98651611","Quick guide UPM3 AUTO L",1,"PC","No",""]
[98929396,"UPM3 AUTO L 25-70 130 ZZZ EUX9 IVK","1","0440","L","520046","JOINT POUR R.U.  44X32X2",2,"PC","No",""]
[98929396,"UPM3 AUTO L 25-70 130 ZZZ EUX9 IVK","1","0670","L","98460258","Cable cpl. Power UPM3 1000mm",1,"PC","No",""]
[98929396,"UPM3 AUTO L 25-70 130 ZZZ EUX9 IVK","1","0720","L","98696458","#Packaging cpl. euro pallet 175 pcs.",6.0000000000000001E-3,"PC","Yes","x","emballage"]
[98930739,"UPM3 FLEX AS 15-70 130 AZJ EUX9 CLA","1","0105","L","98473428","Stator w/housing shot blasted",1,"PC","Yes",""]
[98930739,"UPM3 FLEX AS 15-70 130 AZJ EUX9 CLA","1","0135","L","98288541","O-ring D15x2",1,"PC","No",""]
[98930739,"UPM3 FLEX AS 15-70 130 AZJ EUX9 CLA","1","0140","L","98460464","Rotor can cpl. D28x41.4 W DEBLOCKING",1,"PC","No",""]
[98930739,"UPM3 FLEX AS 15-70 130 AZJ EUX9 CLA","1","0150","L","97704972","Gasket D82xD70.2x4",1,"PC","No",""]
[98930739,"UPM3 FLEX AS 15-70 130 AZJ EUX9 CLA","1","0220","L","98419135","#axe+roue cpl. UPM3 RS4",1,"PC","Yes","x"]
[98930739,"UPM3 FLEX AS 15-70 130 AZJ EUX9 CLA","1","0230","L","98152261","Hex cap screw M5x16 raw w. Eco-lubric",4,"PC","No",""]
[98930739,"UPM3 FLEX AS 15-70 130 AZJ EUX9 CLA","1","0240","L","98419166","Pump housing DN15-130 1\" CED",1,"PC","No",""]
[98930739,"UPM3 FLEX AS 15-70 130 AZJ EUX9 CLA","1","0260","L","98477859","Ctrl UPM3 PWM Hybrid Super Seal not conf",1,"PC","Yes",""]
[98930739,"UPM3 FLEX AS 15-70 130 AZJ EUX9 CLA","1","0290","L","98441191","Front Foil, Hybrid",1,"PC","No",""]
[98930739,"UPM3 FLEX AS 15-70 130 AZJ EUX9 CLA","1","0670","L","98460260","Cable cpl,. Power UPM3 1000mm",1,"PC","No",""]
[98930739,"UPM3 FLEX AS 15-70 130 AZJ EUX9 CLA","1","0680","L","98460256","Cable cpl. Signal UPM3 1000mm",1,"PC","No",""]
[98930739,"UPM3 FLEX AS 15-70 130 AZJ EUX9 CLA","1","0720","L","98696458","#Packaging cpl. euro pallet 175 pcs.",6.0000000000000001E-3,"PC","Yes","x","emballage"]
[98932994,"UPM3 FLEX AS 15-70 130 AZJ EUX3 ELT","1","0105","L","98473428","Stator w/housing shot blasted",1,"PC","Yes",""]
[98932994,"UPM3 FLEX AS 15-70 130 AZJ EUX3 ELT","1","0135","L","98288541","O-ring D15x2",1,"PC","No",""]
[98932994,"UPM3 FLEX AS 15-70 130 AZJ EUX3 ELT","1","0140","L","98460464","Rotor can cpl. D28x41.4 W DEBLOCKING",1,"PC","No",""]
[98932994,"UPM3 FLEX AS 15-70 130 AZJ EUX3 ELT","1","0150","L","97704972","Gasket D82xD70.2x4",1,"PC","No",""]
[98932994,"UPM3 FLEX AS 15-70 130 AZJ EUX3 ELT","1","0220","L","98419135","#axe+roue cpl. UPM3 RS4",1,"PC","Yes","x"]
[98932994,"UPM3 FLEX AS 15-70 130 AZJ EUX3 ELT","1","0230","L","98152261","Hex cap screw M5x16 raw w. Eco-lubric",4,"PC","No",""]
[98932994,"UPM3 FLEX AS 15-70 130 AZJ EUX3 ELT","1","0240","L","98419166","Pump housing DN15-130 1\" CED",1,"PC","No",""]
[98932994,"UPM3 FLEX AS 15-70 130 AZJ EUX3 ELT","1","0260","L","98477859","Ctrl UPM3 PWM Hybrid Super Seal not conf",1,"PC","Yes",""]
[98932994,"UPM3 FLEX AS 15-70 130 AZJ EUX3 ELT","1","0290","L","98441191","Front Foil, Hybrid",1,"PC","No",""]
[98932994,"UPM3 FLEX AS 15-70 130 AZJ EUX3 ELT","1","0670","L","98460260","Cable cpl,. Power UPM3 1000mm",1,"PC","No",""]
[98932994,"UPM3 FLEX AS 15-70 130 AZJ EUX3 ELT","1","0720","L","98696458","#Packaging cpl. euro pallet 175 pcs.",6.0000000000000001E-3,"PC","Yes","x","emballage"]
[98932996,"UPM3 AUTO L 25-70 130 ZZZ EUX0 GKT","1","0105","L","98473428","Stator w/housing shot blasted",1,"PC","Yes",""]
[98932996,"UPM3 AUTO L 25-70 130 ZZZ EUX0 GKT","1","0135","L","98288541","O-ring D15x2",1,"PC","No",""]
[98932996,"UPM3 AUTO L 25-70 130 ZZZ EUX0 GKT","1","0140","L","98460464","Rotor can cpl. D28x41.4 W DEBLOCKING",1,"PC","No",""]
[98932996,"UPM3 AUTO L 25-70 130 ZZZ EUX0 GKT","1","0150","L","97704972","Gasket D82xD70.2x4",1,"PC","No",""]
[98932996,"UPM3 AUTO L 25-70 130 ZZZ EUX0 GKT","1","0220","L","98419135","#axe+roue cpl. UPM3 RS4",1,"PC","Yes","x"]
[98932996,"UPM3 AUTO L 25-70 130 ZZZ EUX0 GKT","1","0230","L","98152261","Hex cap screw M5x16 raw w. Eco-lubric",4,"PC","No",""]
[98932996,"UPM3 AUTO L 25-70 130 ZZZ EUX0 GKT","1","0240","L","98446965","Pump housing DN25-130 1 1/2\" CED",1,"PC","No",""]
[98932996,"UPM3 AUTO L 25-70 130 ZZZ EUX0 GKT","1","0260","L","98477859","Ctrl UPM3 PWM Hybrid Super Seal not conf",1,"PC","Yes",""]
[98932996,"UPM3 AUTO L 25-70 130 ZZZ EUX0 GKT","1","0290","L","98441191","Front Foil, Hybrid",1,"PC","No",""]
[98932996,"UPM3 AUTO L 25-70 130 ZZZ EUX0 GKT","1","0300","L","98451691","Blind plug f/Mini Superseal",1,"PC","No",""]
[98932996,"UPM3 AUTO L 25-70 130 ZZZ EUX0 GKT","1","0440","L","520046","JOINT POUR R.U.  44X32X2",2,"PC","No",""]
[98932996,"UPM3 AUTO L 25-70 130 ZZZ EUX0 GKT","1","0670","L","98616051","Cable cpl. Power UPM3 2000mm",1,"PC","No",""]
[98932996,"UPM3 AUTO L 25-70 130 ZZZ EUX0 GKT","1","0720","L","98696458","#Packaging cpl. euro pallet 175 pcs.",6.0000000000000001E-3,"PC","Yes","x","emballage"]
[98933555,"UPM3 HYBRID 25-70 180 ACA EUX9 SYS","1","0105","L","98473428","Stator w/housing shot blasted",1,"PC","Yes",""]
[98933555,"UPM3 HYBRID 25-70 180 ACA EUX9 SYS","1","0135","L","98288541","O-ring D15x2",1,"PC","No",""]
[98933555,"UPM3 HYBRID 25-70 180 ACA EUX9 SYS","1","0140","L","98460464","Rotor can cpl. D28x41.4 W DEBLOCKING",1,"PC","No",""]
[98933555,"UPM3 HYBRID 25-70 180 ACA EUX9 SYS","1","0150","L","97704972","Gasket D82xD70.2x4",1,"PC","No",""]
[98933555,"UPM3 HYBRID 25-70 180 ACA EUX9 SYS","1","0220","L","98419135","#axe+roue cpl. UPM3 RS4",1,"PC","Yes","x"]
[98933555,"UPM3 HYBRID 25-70 180 ACA EUX9 SYS","1","0230","L","98152261","Hex cap screw M5x16 raw w. Eco-lubric",4,"PC","No",""]
[98933555,"UPM3 HYBRID 25-70 180 ACA EUX9 SYS","1","0240","L","98446967","Pump housing DN25-180 1 1/2\" CED UPM3",1,"PC","No",""]
[98933555,"UPM3 HYBRID 25-70 180 ACA EUX9 SYS","1","0260","L","98477859","Ctrl UPM3 PWM Hybrid Super Seal not conf",1,"PC","Yes",""]
[98933555,"UPM3 HYBRID 25-70 180 ACA EUX9 SYS","1","0290","L","98441191","Front Foil, Hybrid",1,"PC","No",""]
[98933555,"UPM3 HYBRID 25-70 180 ACA EUX9 SYS","1","0670","L","98460259","Cable cpl. Power UPM3 4000mm",1,"PC","No",""]
[98933555,"UPM3 HYBRID 25-70 180 ACA EUX9 SYS","1","0680","L","98347385","Cable cpl. Signal UPM3 2000mm",1,"PC","No",""]
[98933555,"UPM3 HYBRID 25-70 180 ACA EUX9 SYS","1","0720","L","98692892","#Packaging cpl. euro pallet 150 pcs.",7.0000000000000001E-3,"PC","Yes","x","emballage"]
[98934515,"UPM3 HYBRID 32-70 180 ACA EUX3 PM","1","0105","L","98473428","Stator w/housing shot blasted",1,"PC","Yes",""]
[98934515,"UPM3 HYBRID 32-70 180 ACA EUX3 PM","1","0135","L","98288541","O-ring D15x2",1,"PC","No",""]
[98934515,"UPM3 HYBRID 32-70 180 ACA EUX3 PM","1","0140","L","98460464","Rotor can cpl. D28x41.4 W DEBLOCKING",1,"PC","No",""]
[98934515,"UPM3 HYBRID 32-70 180 ACA EUX3 PM","1","0150","L","97704972","Gasket D82xD70.2x4",1,"PC","No",""]
[98934515,"UPM3 HYBRID 32-70 180 ACA EUX3 PM","1","0220","L","98419135","#axe+roue cpl. UPM3 RS4",1,"PC","Yes","x"]
[98934515,"UPM3 HYBRID 32-70 180 ACA EUX3 PM","1","0230","L","98152261","Hex cap screw M5x16 raw w. Eco-lubric",4,"PC","No",""]
[98934515,"UPM3 HYBRID 32-70 180 ACA EUX3 PM","1","0240","L","98446970","Pump housing DN32-180 2\" CED UPM3",1,"PC","No",""]
[98934515,"UPM3 HYBRID 32-70 180 ACA EUX3 PM","1","0260","L","98477859","Ctrl UPM3 PWM Hybrid Super Seal not conf",1,"PC","Yes",""]
[98934515,"UPM3 HYBRID 32-70 180 ACA EUX3 PM","1","0290","L","98441191","Front Foil, Hybrid",1,"PC","No",""]
[98934515,"UPM3 HYBRID 32-70 180 ACA EUX3 PM","1","0430","L","98603930","Quick guide UPM3 HYBRID",1,"PC","No",""]
[98934515,"UPM3 HYBRID 32-70 180 ACA EUX3 PM","1","0720","L","98692910","#Packaging cpl. half euro pallet 96 pcs.",0.02,"PC","Yes","x","emballage"]
[98935840,"UPM3K HYBRID 25-70 130 ACA EUX9 ICI","1","0105","L","98473430","Stator w/housing CED, drain hole pos. 6",1,"PC","Yes",""]
[98935840,"UPM3K HYBRID 25-70 130 ACA EUX9 ICI","1","0135","L","98288541","O-ring D15x2",1,"PC","No",""]
[98935840,"UPM3K HYBRID 25-70 130 ACA EUX9 ICI","1","0140","L","98460464","Rotor can cpl. D28x41.4 W DEBLOCKING",1,"PC","No",""]
[98935840,"UPM3K HYBRID 25-70 130 ACA EUX9 ICI","1","0150","L","97704972","Gasket D82xD70.2x4",1,"PC","No",""]
[98935840,"UPM3K HYBRID 25-70 130 ACA EUX9 ICI","1","0220","L","98419135","#axe+roue cpl. UPM3 RS4",1,"PC","Yes","x"]
[98935840,"UPM3K HYBRID 25-70 130 ACA EUX9 ICI","1","0230","L","98152261","Hex cap screw M5x16 raw w. Eco-lubric",4,"PC","No",""]
[98935840,"UPM3K HYBRID 25-70 130 ACA EUX9 ICI","1","0240","L","98446965","Pump housing DN25-130 1 1/2\" CED",1,"PC","No",""]
[98935840,"UPM3K HYBRID 25-70 130 ACA EUX9 ICI","1","0260","L","98477859","Ctrl UPM3 PWM Hybrid Super Seal not conf",1,"PC","Yes",""]
[98935840,"UPM3K HYBRID 25-70 130 ACA EUX9 ICI","1","0290","L","98441191","Front Foil, Hybrid",1,"PC","No",""]
[98935840,"UPM3K HYBRID 25-70 130 ACA EUX9 ICI","1","0670","L","98460260","Cable cpl,. Power UPM3 1000mm",1,"PC","No",""]
[98935840,"UPM3K HYBRID 25-70 130 ACA EUX9 ICI","1","0720","L","98696458","#Packaging cpl. euro pallet 175 pcs.",6.0000000000000001E-3,"PC","Yes","x","emballage"]
[98935903,"UPM3K HYBRID 15-70 130 ACA EUX9 ICI","1","0105","L","98473430","Stator w/housing CED, drain hole pos. 6",1,"PC","Yes",""]
[98935903,"UPM3K HYBRID 15-70 130 ACA EUX9 ICI","1","0135","L","98288541","O-ring D15x2",1,"PC","No",""]
[98935903,"UPM3K HYBRID 15-70 130 ACA EUX9 ICI","1","0140","L","98460464","Rotor can cpl. D28x41.4 W DEBLOCKING",1,"PC","No",""]
[98935903,"UPM3K HYBRID 15-70 130 ACA EUX9 ICI","1","0150","L","97704972","Gasket D82xD70.2x4",1,"PC","No",""]
[98935903,"UPM3K HYBRID 15-70 130 ACA EUX9 ICI","1","0220","L","98419135","#axe+roue cpl. UPM3 RS4",1,"PC","Yes","x"]
[98935903,"UPM3K HYBRID 15-70 130 ACA EUX9 ICI","1","0230","L","98152261","Hex cap screw M5x16 raw w. Eco-lubric",4,"PC","No",""]
[98935903,"UPM3K HYBRID 15-70 130 ACA EUX9 ICI","1","0240","L","98419166","Pump housing DN15-130 1\" CED",1,"PC","No",""]
[98935903,"UPM3K HYBRID 15-70 130 ACA EUX9 ICI","1","0260","L","98477859","Ctrl UPM3 PWM Hybrid Super Seal not conf",1,"PC","Yes",""]
[98935903,"UPM3K HYBRID 15-70 130 ACA EUX9 ICI","1","0290","L","98441191","Front Foil, Hybrid",1,"PC","No",""]
[98935903,"UPM3K HYBRID 15-70 130 ACA EUX9 ICI","1","0670","L","98460260","Cable cpl,. Power UPM3 1000mm",1,"PC","No",""]
[98935903,"UPM3K HYBRID 15-70 130 ACA EUX9 ICI","1","0720","L","98696458","#Packaging cpl. euro pallet 175 pcs.",6.0000000000000001E-3,"PC","Yes","x","emballage"]
[98935945,"UPM3K FLEX AS 15-70 CACAO AZJ EUX9 ICI","1","0105","L","98473430","Stator w/housing CED, drain hole pos. 6",1,"PC","Yes",""]
[98935945,"UPM3K FLEX AS 15-70 CACAO AZJ EUX9 ICI","1","0135","L","98288541","O-ring D15x2",1,"PC","No",""]
[98935945,"UPM3K FLEX AS 15-70 CACAO AZJ EUX9 ICI","1","0140","L","98460464","Rotor can cpl. D28x41.4 W DEBLOCKING",1,"PC","No",""]
[98935945,"UPM3K FLEX AS 15-70 CACAO AZJ EUX9 ICI","1","0150","L","97704972","Gasket D82xD70.2x4",1,"PC","No",""]
[98935945,"UPM3K FLEX AS 15-70 CACAO AZJ EUX9 ICI","1","0220","L","98419135","#axe+roue cpl. UPM3 RS4",1,"PC","Yes","x"]
[98935945,"UPM3K FLEX AS 15-70 CACAO AZJ EUX9 ICI","1","0230","L","98152261","Hex cap screw M5x16 raw w. Eco-lubric",4,"PC","No",""]
[98935945,"UPM3K FLEX AS 15-70 CACAO AZJ EUX9 ICI","1","0240","L","98095198","Pump housing cpl. Cacao all closed UPM2",1,"PC","No",""]
[98935945,"UPM3K FLEX AS 15-70 CACAO AZJ EUX9 ICI","1","0260","L","98477859","Ctrl UPM3 PWM Hybrid Super Seal not conf",1,"PC","Yes",""]
[98935945,"UPM3K FLEX AS 15-70 CACAO AZJ EUX9 ICI","1","0290","L","98441191","Front Foil, Hybrid",1,"PC","No",""]
[98935945,"UPM3K FLEX AS 15-70 CACAO AZJ EUX9 ICI","1","0670","L","98460260","Cable cpl,. Power UPM3 1000mm",1,"PC","No",""]
[98935945,"UPM3K FLEX AS 15-70 CACAO AZJ EUX9 ICI","1","0720","L","98696458","#Packaging cpl. euro pallet 175 pcs.",6.0000000000000001E-3,"PC","Yes","x","emballage"]
[98936032,"UPM3 SOLAR 15-145 130 CZA EUX9 HAD","1","0105","L","98634035","Stator w/housing shot bl. drain pos. 6",1,"PC","Yes",""]
[98936032,"UPM3 SOLAR 15-145 130 CZA EUX9 HAD","1","0135","L","98288541","O-ring D15x2",1,"PC","No",""]
[98936032,"UPM3 SOLAR 15-145 130 CZA EUX9 HAD","1","0140","L","98460464","Rotor can cpl. D28x41.4 W DEBLOCKING",1,"PC","No",""]
[98936032,"UPM3 SOLAR 15-145 130 CZA EUX9 HAD","1","0150","L","97704972","Gasket D82xD70.2x4",1,"PC","No",""]
[98936032,"UPM3 SOLAR 15-145 130 CZA EUX9 HAD","1","0220","L","98692629","#Shaft w/impeller cpl. D15.5/52",1,"PC","Yes","x"]
[98936032,"UPM3 SOLAR 15-145 130 CZA EUX9 HAD","1","0230","L","98152261","Hex cap screw M5x16 raw w. Eco-lubric",4,"PC","No",""]
[98936032,"UPM3 SOLAR 15-145 130 CZA EUX9 HAD","1","0240","L","97826588","Corps cpl 130x1\" CED 7,5m SOLAR",1,"PC","No",""]
[98936032,"UPM3 SOLAR 15-145 130 CZA EUX9 HAD","1","0260","L","98477859","Ctrl UPM3 PWM Hybrid Super Seal not conf",1,"PC","Yes",""]
[98936032,"UPM3 SOLAR 15-145 130 CZA EUX9 HAD","1","0290","L","98677050","Front foil Hybrid, Solar",1,"PC","No",""]
[98936032,"UPM3 SOLAR 15-145 130 CZA EUX9 HAD","1","0670","L","98373384","Cable cpl. Power UPM3 2000mm",1,"PC","No",""]
[98936032,"UPM3 SOLAR 15-145 130 CZA EUX9 HAD","1","0680","L","98347385","Cable cpl. Signal UPM3 2000mm",1,"PC","No",""]
[98936032,"UPM3 SOLAR 15-145 130 CZA EUX9 HAD","1","0720","L","98692923","#Packaging cpl. half euro pallet 96 pcs.",0.02,"PC","Yes","x","emballage"]
[98936108,"UPM3 AUTO L 25-70 130 ZZZ EUX9 STH","1","0105","L","98473428","Stator w/housing shot blasted",1,"PC","Yes",""]
[98936108,"UPM3 AUTO L 25-70 130 ZZZ EUX9 STH","1","0135","L","98288541","O-ring D15x2",1,"PC","No",""]
[98936108,"UPM3 AUTO L 25-70 130 ZZZ EUX9 STH","1","0140","L","98460464","Rotor can cpl. D28x41.4 W DEBLOCKING",1,"PC","No",""]
[98936108,"UPM3 AUTO L 25-70 130 ZZZ EUX9 STH","1","0150","L","97704972","Gasket D82xD70.2x4",1,"PC","No",""]
[98936108,"UPM3 AUTO L 25-70 130 ZZZ EUX9 STH","1","0220","L","98419135","#axe+roue cpl. UPM3 RS4",1,"PC","Yes","x"]
[98936108,"UPM3 AUTO L 25-70 130 ZZZ EUX9 STH","1","0230","L","98152261","Hex cap screw M5x16 raw w. Eco-lubric",4,"PC","No",""]
[98936108,"UPM3 AUTO L 25-70 130 ZZZ EUX9 STH","1","0240","L","98446965","Pump housing DN25-130 1 1/2\" CED",1,"PC","No",""]
[98936108,"UPM3 AUTO L 25-70 130 ZZZ EUX9 STH","1","0260","L","98477859","Ctrl UPM3 PWM Hybrid Super Seal not conf",1,"PC","Yes",""]
[98936108,"UPM3 AUTO L 25-70 130 ZZZ EUX9 STH","1","0290","L","98441191","Front Foil, Hybrid",1,"PC","No",""]
[98936108,"UPM3 AUTO L 25-70 130 ZZZ EUX9 STH","1","0670","L","98460259","Cable cpl. Power UPM3 4000mm",1,"PC","No",""]
[98936108,"UPM3 AUTO L 25-70 130 ZZZ EUX9 STH","1","0720","L","98696458","#Packaging cpl. euro pallet 175 pcs.",6.0000000000000001E-3,"PC","Yes","x","emballage"]
[98936121,"UPM3 AUTO L 25-70 180 ZZZ EUX9 STH","1","0105","L","98473428","Stator w/housing shot blasted",1,"PC","Yes",""]
[98936121,"UPM3 AUTO L 25-70 180 ZZZ EUX9 STH","1","0135","L","98288541","O-ring D15x2",1,"PC","No",""]
[98936121,"UPM3 AUTO L 25-70 180 ZZZ EUX9 STH","1","0140","L","98460464","Rotor can cpl. D28x41.4 W DEBLOCKING",1,"PC","No",""]
[98936121,"UPM3 AUTO L 25-70 180 ZZZ EUX9 STH","1","0150","L","97704972","Gasket D82xD70.2x4",1,"PC","No",""]
[98936121,"UPM3 AUTO L 25-70 180 ZZZ EUX9 STH","1","0220","L","98419135","#axe+roue cpl. UPM3 RS4",1,"PC","Yes","x"]
[98936121,"UPM3 AUTO L 25-70 180 ZZZ EUX9 STH","1","0230","L","98152261","Hex cap screw M5x16 raw w. Eco-lubric",4,"PC","No",""]
[98936121,"UPM3 AUTO L 25-70 180 ZZZ EUX9 STH","1","0240","L","98446967","Pump housing DN25-180 1 1/2\" CED UPM3",1,"PC","No",""]
[98936121,"UPM3 AUTO L 25-70 180 ZZZ EUX9 STH","1","0260","L","98477859","Ctrl UPM3 PWM Hybrid Super Seal not conf",1,"PC","Yes",""]
[98936121,"UPM3 AUTO L 25-70 180 ZZZ EUX9 STH","1","0290","L","98441191","Front Foil, Hybrid",1,"PC","No",""]
[98936121,"UPM3 AUTO L 25-70 180 ZZZ EUX9 STH","1","0670","L","98373384","Cable cpl. Power UPM3 2000mm",1,"PC","No",""]
[98936121,"UPM3 AUTO L 25-70 180 ZZZ EUX9 STH","1","0720","L","98692892","#Packaging cpl. euro pallet 150 pcs.",7.0000000000000001E-3,"PC","Yes","x","emballage"]
[98936950,"UPM3K SOLAR 15-75 130 CZA EUX9 IDL","1","0105","L","98473430","Stator w/housing CED, drain hole pos. 6",1,"PC","Yes",""]
[98936950,"UPM3K SOLAR 15-75 130 CZA EUX9 IDL","1","0135","L","98288541","O-ring D15x2",1,"PC","No",""]
[98936950,"UPM3K SOLAR 15-75 130 CZA EUX9 IDL","1","0140","L","98460464","Rotor can cpl. D28x41.4 W DEBLOCKING",1,"PC","No",""]
[98936950,"UPM3K SOLAR 15-75 130 CZA EUX9 IDL","1","0150","L","97704972","Gasket D82xD70.2x4",1,"PC","No",""]
[98936950,"UPM3K SOLAR 15-75 130 CZA EUX9 IDL","1","0220","L","98419135","#axe+roue cpl. UPM3 RS4",1,"PC","Yes","x"]
[98936950,"UPM3K SOLAR 15-75 130 CZA EUX9 IDL","1","0230","L","98152261","Hex cap screw M5x16 raw w. Eco-lubric",4,"PC","No",""]
[98936950,"UPM3K SOLAR 15-75 130 CZA EUX9 IDL","1","0240","L","98419166","Pump housing DN15-130 1\" CED",1,"PC","No",""]
[98936950,"UPM3K SOLAR 15-75 130 CZA EUX9 IDL","1","0260","L","98477859","Ctrl UPM3 PWM Hybrid Super Seal not conf",1,"PC","Yes",""]
[98936950,"UPM3K SOLAR 15-75 130 CZA EUX9 IDL","1","0290","L","98677050","Front foil Hybrid, Solar",1,"PC","No",""]
[98936950,"UPM3K SOLAR 15-75 130 CZA EUX9 IDL","1","0670","L","98460260","Cable cpl,. Power UPM3 1000mm",1,"PC","No",""]
[98936950,"UPM3K SOLAR 15-75 130 CZA EUX9 IDL","1","0680","L","98460256","Cable cpl. Signal UPM3 1000mm",1,"PC","No",""]
[98936950,"UPM3K SOLAR 15-75 130 CZA EUX9 IDL","1","0720","L","98696458","#Packaging cpl. euro pallet 175 pcs.",6.0000000000000001E-3,"PC","Yes","x","emballage"]
[98937189,"UPM3 FLEX AS 25-70 130 AZJ EUX9 ELH","1","0105","L","98473428","Stator w/housing shot blasted",1,"PC","Yes",""]
[98937189,"UPM3 FLEX AS 25-70 130 AZJ EUX9 ELH","1","0135","L","98288541","O-ring D15x2",1,"PC","No",""]
[98937189,"UPM3 FLEX AS 25-70 130 AZJ EUX9 ELH","1","0140","L","98460464","Rotor can cpl. D28x41.4 W DEBLOCKING",1,"PC","No",""]
[98937189,"UPM3 FLEX AS 25-70 130 AZJ EUX9 ELH","1","0150","L","97704972","Gasket D82xD70.2x4",1,"PC","No",""]
[98937189,"UPM3 FLEX AS 25-70 130 AZJ EUX9 ELH","1","0220","L","98419135","#axe+roue cpl. UPM3 RS4",1,"PC","Yes","x"]
[98937189,"UPM3 FLEX AS 25-70 130 AZJ EUX9 ELH","1","0230","L","98152261","Hex cap screw M5x16 raw w. Eco-lubric",4,"PC","No",""]
[98937189,"UPM3 FLEX AS 25-70 130 AZJ EUX9 ELH","1","0240","L","98446965","Pump housing DN25-130 1 1/2\" CED",1,"PC","No",""]
[98937189,"UPM3 FLEX AS 25-70 130 AZJ EUX9 ELH","1","0260","L","98477859","Ctrl UPM3 PWM Hybrid Super Seal not conf",1,"PC","Yes",""]
[98937189,"UPM3 FLEX AS 25-70 130 AZJ EUX9 ELH","1","0290","L","98441191","Front Foil, Hybrid",1,"PC","No",""]
[98937189,"UPM3 FLEX AS 25-70 130 AZJ EUX9 ELH","1","0440","L","520046","JOINT POUR R.U.  44X32X2",2,"PC","No",""]
[98937189,"UPM3 FLEX AS 25-70 130 AZJ EUX9 ELH","1","0670","L","98460258","Cable cpl. Power UPM3 1000mm",1,"PC","No",""]
[98937189,"UPM3 FLEX AS 25-70 130 AZJ EUX9 ELH","1","0720","L","98692923","#Packaging cpl. half euro pallet 96 pcs.",0.02,"PC","Yes","x","emballage"]
[98938535,"UPM3 AUTO L 25-70 130 ZZZ EUX9 TEL","1","0105","L","98473428","Stator w/housing shot blasted",1,"PC","Yes",""]
[98938535,"UPM3 AUTO L 25-70 130 ZZZ EUX9 TEL","1","0135","L","98288541","O-ring D15x2",1,"PC","No",""]
[98938535,"UPM3 AUTO L 25-70 130 ZZZ EUX9 TEL","1","0140","L","98460464","Rotor can cpl. D28x41.4 W DEBLOCKING",1,"PC","No",""]
[98938535,"UPM3 AUTO L 25-70 130 ZZZ EUX9 TEL","1","0150","L","97704972","Gasket D82xD70.2x4",1,"PC","No",""]
[98938535,"UPM3 AUTO L 25-70 130 ZZZ EUX9 TEL","1","0220","L","98419135","#axe+roue cpl. UPM3 RS4",1,"PC","Yes","x"]
[98938535,"UPM3 AUTO L 25-70 130 ZZZ EUX9 TEL","1","0230","L","98152261","Hex cap screw M5x16 raw w. Eco-lubric",4,"PC","No",""]
[98938535,"UPM3 AUTO L 25-70 130 ZZZ EUX9 TEL","1","0240","L","98446965","Pump housing DN25-130 1 1/2\" CED",1,"PC","No",""]
[98938535,"UPM3 AUTO L 25-70 130 ZZZ EUX9 TEL","1","0260","L","98477859","Ctrl UPM3 PWM Hybrid Super Seal not conf",1,"PC","Yes",""]
[98938535,"UPM3 AUTO L 25-70 130 ZZZ EUX9 TEL","1","0290","L","98441191","Front Foil, Hybrid",1,"PC","No",""]
[98938535,"UPM3 AUTO L 25-70 130 ZZZ EUX9 TEL","1","0440","L","520046","JOINT POUR R.U.  44X32X2",2,"PC","No",""]
[98938535,"UPM3 AUTO L 25-70 130 ZZZ EUX9 TEL","1","0670","L","98460258","Cable cpl. Power UPM3 1000mm",1,"PC","No",""]
[98938535,"UPM3 AUTO L 25-70 130 ZZZ EUX9 TEL","1","0720","L","98692923","#Packaging cpl. half euro pallet 96 pcs.",0.02,"PC","Yes","x","emballage"]
[98938540,"UPM3 15-70 130 AZA EUX9 ZER","1","0105","L","98473428","Stator w/housing shot blasted",1,"PC","Yes",""]
[98938540,"UPM3 15-70 130 AZA EUX9 ZER","1","0135","L","98288541","O-ring D15x2",1,"PC","No",""]
[98938540,"UPM3 15-70 130 AZA EUX9 ZER","1","0140","L","98460464","Rotor can cpl. D28x41.4 W DEBLOCKING",1,"PC","No",""]
[98938540,"UPM3 15-70 130 AZA EUX9 ZER","1","0150","L","97704972","Gasket D82xD70.2x4",1,"PC","No",""]
[98938540,"UPM3 15-70 130 AZA EUX9 ZER","1","0220","L","98419135","#axe+roue cpl. UPM3 RS4",1,"PC","Yes","x"]
[98938540,"UPM3 15-70 130 AZA EUX9 ZER","1","0230","L","98152261","Hex cap screw M5x16 raw w. Eco-lubric",4,"PC","No",""]
[98938540,"UPM3 15-70 130 AZA EUX9 ZER","1","0240","L","98419166","Pump housing DN15-130 1\" CED",1,"PC","No",""]
[98938540,"UPM3 15-70 130 AZA EUX9 ZER","1","0260","L","98288597","Ctrl UPM3 PWM Super Seal not config",1,"PC","No",""]
[98938540,"UPM3 15-70 130 AZA EUX9 ZER","1","0290","L","98354083","Front Foil, PWM",1,"PC","No",""]
[98938540,"UPM3 15-70 130 AZA EUX9 ZER","1","0440","L","504023","JOINT 1\" 29/23X2",2,"PC","No",""]
[98938540,"UPM3 15-70 130 AZA EUX9 ZER","1","0670","L","98460258","Cable cpl. Power UPM3 1000mm",1,"PC","No",""]
[98938540,"UPM3 15-70 130 AZA EUX9 ZER","1","0680","L","98460256","Cable cpl. Signal UPM3 1000mm",1,"PC","No",""]
[98938540,"UPM3 15-70 130 AZA EUX9 ZER","1","0720","L","98692923","#Packaging cpl. half euro pallet 96 pcs.",0.02,"PC","Yes","x","emballage"]
[98938583,"UPM3 AUTO 25-50 180 ZZZ EUX3 DU","1","0105","L","98473428","Stator w/housing shot blasted",1,"PC","Yes",""]
[98938583,"UPM3 AUTO 25-50 180 ZZZ EUX3 DU","1","0135","L","98288541","O-ring D15x2",1,"PC","No",""]
[98938583,"UPM3 AUTO 25-50 180 ZZZ EUX3 DU","1","0140","L","98460464","Rotor can cpl. D28x41.4 W DEBLOCKING",1,"PC","No",""]
[98938583,"UPM3 AUTO 25-50 180 ZZZ EUX3 DU","1","0150","L","97704972","Gasket D82xD70.2x4",1,"PC","No",""]
[98938583,"UPM3 AUTO 25-50 180 ZZZ EUX3 DU","1","0220","L","98419135","#axe+roue cpl. UPM3 RS4",1,"PC","Yes","x"]
[98938583,"UPM3 AUTO 25-50 180 ZZZ EUX3 DU","1","0230","L","98152261","Hex cap screw M5x16 raw w. Eco-lubric",4,"PC","No",""]
[98938583,"UPM3 AUTO 25-50 180 ZZZ EUX3 DU","1","0240","L","98446967","Pump housing DN25-180 1 1/2\" CED UPM3",1,"PC","No",""]
[98938583,"UPM3 AUTO 25-50 180 ZZZ EUX3 DU","1","0260","L","98477859","Ctrl UPM3 PWM Hybrid Super Seal not conf",1,"PC","Yes",""]
[98938583,"UPM3 AUTO 25-50 180 ZZZ EUX3 DU","1","0290","L","98441191","Front Foil, Hybrid",1,"PC","No",""]
[98938583,"UPM3 AUTO 25-50 180 ZZZ EUX3 DU","1","0300","L","98451691","Blind plug f/Mini Superseal",1,"PC","No",""]
[98938583,"UPM3 AUTO 25-50 180 ZZZ EUX3 DU","1","0430","L","98651459","Quick guide UPM3 AUTO",1,"PC","No",""]
[98938583,"UPM3 AUTO 25-50 180 ZZZ EUX3 DU","1","0720","L","98692892","#Packaging cpl. euro pallet 150 pcs.",7.0000000000000001E-3,"PC","Yes","x","emballage"]
[98938585,"UPM3 AUTO 25-50 180 ZZZ EUX3 DU","1","0105","L","98473428","Stator w/housing shot blasted",1,"PC","Yes",""]
[98938585,"UPM3 AUTO 25-50 180 ZZZ EUX3 DU","1","0135","L","98288541","O-ring D15x2",1,"PC","No",""]
[98938585,"UPM3 AUTO 25-50 180 ZZZ EUX3 DU","1","0140","L","98460464","Rotor can cpl. D28x41.4 W DEBLOCKING",1,"PC","No",""]
[98938585,"UPM3 AUTO 25-50 180 ZZZ EUX3 DU","1","0150","L","97704972","Gasket D82xD70.2x4",1,"PC","No",""]
[98938585,"UPM3 AUTO 25-50 180 ZZZ EUX3 DU","1","0160","L","98116511","Glycerine 75%",1E-3,"L","No",""]
[98938585,"UPM3 AUTO 25-50 180 ZZZ EUX3 DU","1","0220","L","98419135","#axe+roue cpl. UPM3 RS4",1,"PC","Yes","x"]
[98938585,"UPM3 AUTO 25-50 180 ZZZ EUX3 DU","1","0230","L","98152261","Hex cap screw M5x16 raw w. Eco-lubric",4,"PC","No",""]
[98938585,"UPM3 AUTO 25-50 180 ZZZ EUX3 DU","1","0240","L","98446967","Pump housing DN25-180 1 1/2\" CED UPM3",1,"PC","No",""]
[98938585,"UPM3 AUTO 25-50 180 ZZZ EUX3 DU","1","0260","L","98477859","Ctrl UPM3 PWM Hybrid Super Seal not conf",1,"PC","Yes",""]
[98938585,"UPM3 AUTO 25-50 180 ZZZ EUX3 DU","1","0290","L","98441191","Front Foil, Hybrid",1,"PC","No",""]
[98938585,"UPM3 AUTO 25-50 180 ZZZ EUX3 DU","1","0300","L","98451691","Blind plug f/Mini Superseal",1,"PC","No",""]
[98938585,"UPM3 AUTO 25-50 180 ZZZ EUX3 DU","1","0430","L","98651459","Quick guide UPM3 AUTO",1,"PC","No",""]
[98938585,"UPM3 AUTO 25-50 180 ZZZ EUX3 DU","1","0720","L","98692892","#Packaging cpl. euro pallet 150 pcs.",7.0000000000000001E-3,"PC","Yes","x","emballage"]
[98939129,"UPM3 AUTO L 15-70 GGBP3 ZZZ EUX6 VTE","1","0105","L","98473428","Stator w/housing shot blasted",1,"PC","Yes",""]
[98939129,"UPM3 AUTO L 15-70 GGBP3 ZZZ EUX6 VTE","1","0135","L","98288541","O-ring D15x2",1,"PC","No",""]
[98939129,"UPM3 AUTO L 15-70 GGBP3 ZZZ EUX6 VTE","1","0140","L","98460464","Rotor can cpl. D28x41.4 W DEBLOCKING",1,"PC","No",""]
[98939129,"UPM3 AUTO L 15-70 GGBP3 ZZZ EUX6 VTE","1","0150","L","97704972","Gasket D82xD70.2x4",1,"PC","No",""]
[98939129,"UPM3 AUTO L 15-70 GGBP3 ZZZ EUX6 VTE","1","0220","L","98419135","#axe+roue cpl. UPM3 RS4",1,"PC","Yes","x"]
[98939129,"UPM3 AUTO L 15-70 GGBP3 ZZZ EUX6 VTE","1","0230","L","98152261","Hex cap screw M5x16 raw w. Eco-lubric",2,"PC","No",""]
[98939129,"UPM3 AUTO L 15-70 GGBP3 ZZZ EUX6 VTE","1","0240","L","98648481","Pump housing cpl. GGBP3 CED",1,"PC","No",""]
[98939129,"UPM3 AUTO L 15-70 GGBP3 ZZZ EUX6 VTE","1","0260","L","98477859","Ctrl UPM3 PWM Hybrid Super Seal not conf",1,"PC","Yes",""]
[98939129,"UPM3 AUTO L 15-70 GGBP3 ZZZ EUX6 VTE","1","0290","L","98441191","Front Foil, Hybrid",1,"PC","No",""]
[98939129,"UPM3 AUTO L 15-70 GGBP3 ZZZ EUX6 VTE","1","0300","L","98451691","Blind plug f/Mini Superseal",1,"PC","No",""]
[98939129,"UPM3 AUTO L 15-70 GGBP3 ZZZ EUX6 VTE","1","0440","L","98990621","Bag with 40 pcs. O-ring for GGBP3",1,"PC","Yes",""]
[98939129,"UPM3 AUTO L 15-70 GGBP3 ZZZ EUX6 VTE","1","0670","L","98373384","Cable cpl. Power UPM3 2000mm",1,"PC","No",""]
[98939129,"UPM3 AUTO L 15-70 GGBP3 ZZZ EUX6 VTE","1","0720","L","98851976","#Packaging cpl. euro pallet 200 pcs.",5.0000000000000001E-3,"PC","Yes","x","emballage"]
[98939428,"UPM3 AUTO L 25-50 130 ZZZ EUX3 LEA","1","0105","L","98473428","Stator w/housing shot blasted",1,"PC","Yes",""]
[98939428,"UPM3 AUTO L 25-50 130 ZZZ EUX3 LEA","1","0135","L","98288541","O-ring D15x2",1,"PC","No",""]
[98939428,"UPM3 AUTO L 25-50 130 ZZZ EUX3 LEA","1","0140","L","98460464","Rotor can cpl. D28x41.4 W DEBLOCKING",1,"PC","No",""]
[98939428,"UPM3 AUTO L 25-50 130 ZZZ EUX3 LEA","1","0150","L","97704972","Gasket D82xD70.2x4",1,"PC","No",""]
[98939428,"UPM3 AUTO L 25-50 130 ZZZ EUX3 LEA","1","0220","L","98419135","#axe+roue cpl. UPM3 RS4",1,"PC","Yes","x"]
[98939428,"UPM3 AUTO L 25-50 130 ZZZ EUX3 LEA","1","0230","L","98152261","Hex cap screw M5x16 raw w. Eco-lubric",4,"PC","No",""]
[98939428,"UPM3 AUTO L 25-50 130 ZZZ EUX3 LEA","1","0240","L","98446965","Pump housing DN25-130 1 1/2\" CED",1,"PC","No",""]
[98939428,"UPM3 AUTO L 25-50 130 ZZZ EUX3 LEA","1","0260","L","98477859","Ctrl UPM3 PWM Hybrid Super Seal not conf",1,"PC","Yes",""]
[98939428,"UPM3 AUTO L 25-50 130 ZZZ EUX3 LEA","1","0290","L","98441191","Front Foil, Hybrid",1,"PC","No",""]
[98939428,"UPM3 AUTO L 25-50 130 ZZZ EUX3 LEA","1","0300","L","98451691","Blind plug f/Mini Superseal",1,"PC","No",""]
[98939428,"UPM3 AUTO L 25-50 130 ZZZ EUX3 LEA","1","0670","L","98616051","Cable cpl. Power UPM3 2000mm",1,"PC","No",""]
[98939428,"UPM3 AUTO L 25-50 130 ZZZ EUX3 LEA","1","0720","L","98692923","#Packaging cpl. half euro pallet 96 pcs.",0.02,"PC","Yes","x","emballage"]
[98939820,"UPM3 SOLAR 25-75 180 CZA EUY9 GC","1","0105","L","98634035","Stator w/housing shot bl. drain pos. 6",1,"PC","Yes",""]
[98939820,"UPM3 SOLAR 25-75 180 CZA EUY9 GC","1","0135","L","98288541","O-ring D15x2",1,"PC","No",""]
[98939820,"UPM3 SOLAR 25-75 180 CZA EUY9 GC","1","0140","L","98460464","Rotor can cpl. D28x41.4 W DEBLOCKING",1,"PC","No",""]
[98939820,"UPM3 SOLAR 25-75 180 CZA EUY9 GC","1","0150","L","97704972","Gasket D82xD70.2x4",1,"PC","No",""]
[98939820,"UPM3 SOLAR 25-75 180 CZA EUY9 GC","1","0220","L","98419135","#axe+roue cpl. UPM3 RS4",1,"PC","Yes","x"]
[98939820,"UPM3 SOLAR 25-75 180 CZA EUY9 GC","1","0230","L","98152261","Hex cap screw M5x16 raw w. Eco-lubric",4,"PC","No",""]
[98939820,"UPM3 SOLAR 25-75 180 CZA EUY9 GC","1","0240","L","98446967","Pump housing DN25-180 1 1/2\" CED UPM3",1,"PC","No",""]
[98939820,"UPM3 SOLAR 25-75 180 CZA EUY9 GC","1","0260","L","98680749","Ctrl UPM3 PWM Hybrid FCI not config",1,"PC","No",""]
[98939820,"UPM3 SOLAR 25-75 180 CZA EUY9 GC","1","0290","L","98677050","Front foil Hybrid, Solar",1,"PC","No",""]
[98939820,"UPM3 SOLAR 25-75 180 CZA EUY9 GC","1","0305","L","98451798","Lock for FCI Connection",1,"PC","No",""]
[98939820,"UPM3 SOLAR 25-75 180 CZA EUY9 GC","1","0430","L","98603956","Quick guide UPM3 SOLAR",1,"PC","No",""]
[98939820,"UPM3 SOLAR 25-75 180 CZA EUY9 GC","1","0720","L","98692910","#Packaging cpl. half euro pallet 96 pcs.",0.02,"PC","Yes","x","emballage"]
[98940001,"UPM3 AUTO L 15-70 GGBP3 ZZZ EUX0 GKT","1","0105","L","98473428","Stator w/housing shot blasted",1,"PC","Yes",""]
[98940001,"UPM3 AUTO L 15-70 GGBP3 ZZZ EUX0 GKT","1","0135","L","98288541","O-ring D15x2",1,"PC","No",""]
[98940001,"UPM3 AUTO L 15-70 GGBP3 ZZZ EUX0 GKT","1","0140","L","98460464","Rotor can cpl. D28x41.4 W DEBLOCKING",1,"PC","No",""]
[98940001,"UPM3 AUTO L 15-70 GGBP3 ZZZ EUX0 GKT","1","0150","L","97704972","Gasket D82xD70.2x4",1,"PC","No",""]
[98940001,"UPM3 AUTO L 15-70 GGBP3 ZZZ EUX0 GKT","1","0220","L","98419135","#axe+roue cpl. UPM3 RS4",1,"PC","Yes","x"]
[98940001,"UPM3 AUTO L 15-70 GGBP3 ZZZ EUX0 GKT","1","0230","L","98152261","Hex cap screw M5x16 raw w. Eco-lubric",2,"PC","No",""]
[98940001,"UPM3 AUTO L 15-70 GGBP3 ZZZ EUX0 GKT","1","0240","L","98648481","Pump housing cpl. GGBP3 CED",1,"PC","No",""]
[98940001,"UPM3 AUTO L 15-70 GGBP3 ZZZ EUX0 GKT","1","0260","L","98477859","Ctrl UPM3 PWM Hybrid Super Seal not conf",1,"PC","Yes",""]
[98940001,"UPM3 AUTO L 15-70 GGBP3 ZZZ EUX0 GKT","1","0290","L","98441191","Front Foil, Hybrid",1,"PC","No",""]
[98940001,"UPM3 AUTO L 15-70 GGBP3 ZZZ EUX0 GKT","1","0300","L","98451691","Blind plug f/Mini Superseal",1,"PC","No",""]
[98940001,"UPM3 AUTO L 15-70 GGBP3 ZZZ EUX0 GKT","1","0440","L","98990621","Bag with 40 pcs. O-ring for GGBP3",1,"PC","Yes",""]
[98940001,"UPM3 AUTO L 15-70 GGBP3 ZZZ EUX0 GKT","1","0670","L","98616051","Cable cpl. Power UPM3 2000mm",1,"PC","No",""]
[98940001,"UPM3 AUTO L 15-70 GGBP3 ZZZ EUX0 GKT","1","0720","L","98851976","#Packaging cpl. euro pallet 200 pcs.",5.0000000000000001E-3,"PC","Yes","x","emballage"]
[98940754,"UPM3K FLEX AS 25-75 180 AZA EUX9 SMI","1","0105","L","98473430","Stator w/housing CED, drain hole pos. 6",1,"PC","Yes",""]
[98940754,"UPM3K FLEX AS 25-75 180 AZA EUX9 SMI","1","0135","L","98288541","O-ring D15x2",1,"PC","No",""]
[98940754,"UPM3K FLEX AS 25-75 180 AZA EUX9 SMI","1","0140","L","98460464","Rotor can cpl. D28x41.4 W DEBLOCKING",1,"PC","No",""]
[98940754,"UPM3K FLEX AS 25-75 180 AZA EUX9 SMI","1","0150","L","97704972","Gasket D82xD70.2x4",1,"PC","No",""]
[98940754,"UPM3K FLEX AS 25-75 180 AZA EUX9 SMI","1","0220","L","98419135","#axe+roue cpl. UPM3 RS4",1,"PC","Yes","x"]
[98940754,"UPM3K FLEX AS 25-75 180 AZA EUX9 SMI","1","0230","L","98152261","Hex cap screw M5x16 raw w. Eco-lubric",4,"PC","No",""]
[98940754,"UPM3K FLEX AS 25-75 180 AZA EUX9 SMI","1","0240","L","98446967","Pump housing DN25-180 1 1/2\" CED UPM3",1,"PC","No",""]
[98940754,"UPM3K FLEX AS 25-75 180 AZA EUX9 SMI","1","0260","L","98477859","Ctrl UPM3 PWM Hybrid Super Seal not conf",1,"PC","Yes",""]
[98940754,"UPM3K FLEX AS 25-75 180 AZA EUX9 SMI","1","0290","L","98838925","Front foil Hybrid, K (Condensing) - Blue",1,"PC","No",""]
[98940754,"UPM3K FLEX AS 25-75 180 AZA EUX9 SMI","1","0300","L","98451691","Blind plug f/Mini Superseal",1,"PC","No",""]
[98940754,"UPM3K FLEX AS 25-75 180 AZA EUX9 SMI","1","0670","L","98460260","Cable cpl,. Power UPM3 1000mm",1,"PC","No",""]
[98940754,"UPM3K FLEX AS 25-75 180 AZA EUX9 SMI","1","0720","L","98692910","#Packaging cpl. half euro pallet 96 pcs.",0.02,"PC","Yes","x","emballage"]
[98940968,"UPM3 HYBRID 25-70 180 ACA EUX9 TSH","1","0105","L","98473428","Stator w/housing shot blasted",1,"PC","Yes",""]
[98940968,"UPM3 HYBRID 25-70 180 ACA EUX9 TSH","1","0135","L","98288541","O-ring D15x2",1,"PC","No",""]
[98940968,"UPM3 HYBRID 25-70 180 ACA EUX9 TSH","1","0140","L","98460464","Rotor can cpl. D28x41.4 W DEBLOCKING",1,"PC","No",""]
[98940968,"UPM3 HYBRID 25-70 180 ACA EUX9 TSH","1","0150","L","97704972","Gasket D82xD70.2x4",1,"PC","No",""]
[98940968,"UPM3 HYBRID 25-70 180 ACA EUX9 TSH","1","0220","L","98419135","#axe+roue cpl. UPM3 RS4",1,"PC","Yes","x"]
[98940968,"UPM3 HYBRID 25-70 180 ACA EUX9 TSH","1","0230","L","98152261","Hex cap screw M5x16 raw w. Eco-lubric",4,"PC","No",""]
[98940968,"UPM3 HYBRID 25-70 180 ACA EUX9 TSH","1","0240","L","98446967","Pump housing DN25-180 1 1/2\" CED UPM3",1,"PC","No",""]
[98940968,"UPM3 HYBRID 25-70 180 ACA EUX9 TSH","1","0260","L","98477859","Ctrl UPM3 PWM Hybrid Super Seal not conf",1,"PC","Yes",""]
[98940968,"UPM3 HYBRID 25-70 180 ACA EUX9 TSH","1","0290","L","98441191","Front Foil, Hybrid",1,"PC","No",""]
[98940968,"UPM3 HYBRID 25-70 180 ACA EUX9 TSH","1","0670","L","98373384","Cable cpl. Power UPM3 2000mm",1,"PC","No",""]
[98940968,"UPM3 HYBRID 25-70 180 ACA EUX9 TSH","1","0720","L","98692910","#Packaging cpl. half euro pallet 96 pcs.",0.02,"PC","Yes","x","emballage"]
[98941574,"UPM3 HYBRID 25-70 180 ACA EUX9 RIT","1","0105","L","98473428","Stator w/housing shot blasted",1,"PC","Yes",""]
[98941574,"UPM3 HYBRID 25-70 180 ACA EUX9 RIT","1","0135","L","98288541","O-ring D15x2",1,"PC","No",""]
[98941574,"UPM3 HYBRID 25-70 180 ACA EUX9 RIT","1","0140","L","98460464","Rotor can cpl. D28x41.4 W DEBLOCKING",1,"PC","No",""]
[98941574,"UPM3 HYBRID 25-70 180 ACA EUX9 RIT","1","0150","L","97704972","Gasket D82xD70.2x4",1,"PC","No",""]
[98941574,"UPM3 HYBRID 25-70 180 ACA EUX9 RIT","1","0220","L","98419135","#axe+roue cpl. UPM3 RS4",1,"PC","Yes","x"]
[98941574,"UPM3 HYBRID 25-70 180 ACA EUX9 RIT","1","0230","L","98152261","Hex cap screw M5x16 raw w. Eco-lubric",4,"PC","No",""]
[98941574,"UPM3 HYBRID 25-70 180 ACA EUX9 RIT","1","0240","L","98446967","Pump housing DN25-180 1 1/2\" CED UPM3",1,"PC","No",""]
[98941574,"UPM3 HYBRID 25-70 180 ACA EUX9 RIT","1","0260","L","98477859","Ctrl UPM3 PWM Hybrid Super Seal not conf",1,"PC","Yes",""]
[98941574,"UPM3 HYBRID 25-70 180 ACA EUX9 RIT","1","0290","L","98441191","Front Foil, Hybrid",1,"PC","No",""]
[98941574,"UPM3 HYBRID 25-70 180 ACA EUX9 RIT","1","0430","L","98603930","Quick guide UPM3 HYBRID",1,"PC","No",""]
[98941574,"UPM3 HYBRID 25-70 180 ACA EUX9 RIT","1","0440","L","520046","JOINT POUR R.U.  44X32X2",2,"PC","No",""]
[98941574,"UPM3 HYBRID 25-70 180 ACA EUX9 RIT","1","0670","L","98373384","Cable cpl. Power UPM3 2000mm",1,"PC","No",""]
[98941574,"UPM3 HYBRID 25-70 180 ACA EUX9 RIT","1","0680","L","98347385","Cable cpl. Signal UPM3 2000mm",1,"PC","No",""]
[98941574,"UPM3 HYBRID 25-70 180 ACA EUX9 RIT","1","0720","L","98692910","#Packaging cpl. half euro pallet 96 pcs.",1.0999999999999999E-2,"PC","Yes","x","emballage"]
[98942555,"UPM3 FLEX AS 25-75 130 AZA EUX3 ELT","1","0105","L","98473428","Stator w/housing shot blasted",1,"PC","Yes",""]
[98942555,"UPM3 FLEX AS 25-75 130 AZA EUX3 ELT","1","0135","L","98288541","O-ring D15x2",1,"PC","No",""]
[98942555,"UPM3 FLEX AS 25-75 130 AZA EUX3 ELT","1","0140","L","98460464","Rotor can cpl. D28x41.4 W DEBLOCKING",1,"PC","No",""]
[98942555,"UPM3 FLEX AS 25-75 130 AZA EUX3 ELT","1","0150","L","97704972","Gasket D82xD70.2x4",1,"PC","No",""]
[98942555,"UPM3 FLEX AS 25-75 130 AZA EUX3 ELT","1","0220","L","98419135","#axe+roue cpl. UPM3 RS4",1,"PC","Yes","x"]
[98942555,"UPM3 FLEX AS 25-75 130 AZA EUX3 ELT","1","0230","L","98152261","Hex cap screw M5x16 raw w. Eco-lubric",4,"PC","No",""]
[98942555,"UPM3 FLEX AS 25-75 130 AZA EUX3 ELT","1","0240","L","98446965","Pump housing DN25-130 1 1/2\" CED",1,"PC","No",""]
[98942555,"UPM3 FLEX AS 25-75 130 AZA EUX3 ELT","1","0260","L","98477859","Ctrl UPM3 PWM Hybrid Super Seal not conf",1,"PC","Yes",""]
[98942555,"UPM3 FLEX AS 25-75 130 AZA EUX3 ELT","1","0290","L","98441191","Front Foil, Hybrid",1,"PC","No",""]
[98942555,"UPM3 FLEX AS 25-75 130 AZA EUX3 ELT","1","0440","L","520046","JOINT POUR R.U.  44X32X2",2,"PC","No",""]
[98942555,"UPM3 FLEX AS 25-75 130 AZA EUX3 ELT","1","0670","L","98460260","Cable cpl,. Power UPM3 1000mm",1,"PC","No",""]
[98942555,"UPM3 FLEX AS 25-75 130 AZA EUX3 ELT","1","0720","L","98692923","#Packaging cpl. half euro pallet 96 pcs.",0.02,"PC","Yes","x","emballage"]
[98943324,"UPM3 AUTO 15-70 130 ZZZ EUX9 KOZ","1","0105","L","98473428","Stator w/housing shot blasted",1,"PC","Yes",""]
[98943324,"UPM3 AUTO 15-70 130 ZZZ EUX9 KOZ","1","0135","L","98288541","O-ring D15x2",1,"PC","No",""]
[98943324,"UPM3 AUTO 15-70 130 ZZZ EUX9 KOZ","1","0140","L","98460464","Rotor can cpl. D28x41.4 W DEBLOCKING",1,"PC","No",""]
[98943324,"UPM3 AUTO 15-70 130 ZZZ EUX9 KOZ","1","0150","L","97704972","Gasket D82xD70.2x4",1,"PC","No",""]
[98943324,"UPM3 AUTO 15-70 130 ZZZ EUX9 KOZ","1","0220","L","98419135","#axe+roue cpl. UPM3 RS4",1,"PC","Yes","x"]
[98943324,"UPM3 AUTO 15-70 130 ZZZ EUX9 KOZ","1","0230","L","98152261","Hex cap screw M5x16 raw w. Eco-lubric",4,"PC","No",""]
[98943324,"UPM3 AUTO 15-70 130 ZZZ EUX9 KOZ","1","0240","L","98419166","Pump housing DN15-130 1\" CED",1,"PC","No",""]
[98943324,"UPM3 AUTO 15-70 130 ZZZ EUX9 KOZ","1","0260","L","98477859","Ctrl UPM3 PWM Hybrid Super Seal not conf",1,"PC","Yes",""]
[98943324,"UPM3 AUTO 15-70 130 ZZZ EUX9 KOZ","1","0290","L","98441191","Front Foil, Hybrid",1,"PC","No",""]
[98943324,"UPM3 AUTO 15-70 130 ZZZ EUX9 KOZ","1","0300","L","98451691","Blind plug f/Mini Superseal",1,"PC","No",""]
[98943324,"UPM3 AUTO 15-70 130 ZZZ EUX9 KOZ","1","0670","L","98616020","Cable cpl. Power UPM3 1000mm",1,"PC","No",""]
[98943324,"UPM3 AUTO 15-70 130 ZZZ EUX9 KOZ","1","0720","L","98692923","#Packaging cpl. half euro pallet 96 pcs.",1.4E-2,"PC","Yes","x","emballage"]
[98946227,"UPM3K FLEX AS 15-70 130 AZJ EUX9 SMI","1","0105","L","98473430","Stator w/housing CED, drain hole pos. 6",1,"PC","Yes",""]
[98946227,"UPM3K FLEX AS 15-70 130 AZJ EUX9 SMI","1","0135","L","98288541","O-ring D15x2",1,"PC","No",""]
[98946227,"UPM3K FLEX AS 15-70 130 AZJ EUX9 SMI","1","0140","L","98460464","Rotor can cpl. D28x41.4 W DEBLOCKING",1,"PC","No",""]
[98946227,"UPM3K FLEX AS 15-70 130 AZJ EUX9 SMI","1","0150","L","97704972","Gasket D82xD70.2x4",1,"PC","No",""]
[98946227,"UPM3K FLEX AS 15-70 130 AZJ EUX9 SMI","1","0220","L","98419135","#axe+roue cpl. UPM3 RS4",1,"PC","Yes","x"]
[98946227,"UPM3K FLEX AS 15-70 130 AZJ EUX9 SMI","1","0230","L","98152261","Hex cap screw M5x16 raw w. Eco-lubric",4,"PC","No",""]
[98946227,"UPM3K FLEX AS 15-70 130 AZJ EUX9 SMI","1","0240","L","98419166","Pump housing DN15-130 1\" CED",1,"PC","No",""]
[98946227,"UPM3K FLEX AS 15-70 130 AZJ EUX9 SMI","1","0260","L","98477859","Ctrl UPM3 PWM Hybrid Super Seal not conf",1,"PC","Yes",""]
[98946227,"UPM3K FLEX AS 15-70 130 AZJ EUX9 SMI","1","0290","L","98838925","Front foil Hybrid, K (Condensing) - Blue",1,"PC","No",""]
[98946227,"UPM3K FLEX AS 15-70 130 AZJ EUX9 SMI","1","0300","L","98451691","Blind plug f/Mini Superseal",1,"PC","No",""]
[98946227,"UPM3K FLEX AS 15-70 130 AZJ EUX9 SMI","1","0670","L","98460260","Cable cpl,. Power UPM3 1000mm",1,"PC","No",""]
[98946227,"UPM3K FLEX AS 15-70 130 AZJ EUX9 SMI","1","0720","L","98692923","#Packaging cpl. half euro pallet 96 pcs.",0.02,"PC","Yes","x","emballage"]
[98947261,"UPM3 HYBRID 25-70 130 ACA EUX9 GS","1","0105","L","98473428","Stator w/housing shot blasted",1,"PC","Yes",""]
[98947261,"UPM3 HYBRID 25-70 130 ACA EUX9 GS","1","0135","L","98288541","O-ring D15x2",1,"PC","No",""]
[98947261,"UPM3 HYBRID 25-70 130 ACA EUX9 GS","1","0140","L","98460464","Rotor can cpl. D28x41.4 W DEBLOCKING",1,"PC","No",""]
[98947261,"UPM3 HYBRID 25-70 130 ACA EUX9 GS","1","0150","L","97704972","Gasket D82xD70.2x4",1,"PC","No",""]
[98947261,"UPM3 HYBRID 25-70 130 ACA EUX9 GS","1","0220","L","98419135","#axe+roue cpl. UPM3 RS4",1,"PC","Yes","x"]
[98947261,"UPM3 HYBRID 25-70 130 ACA EUX9 GS","1","0230","L","98152261","Hex cap screw M5x16 raw w. Eco-lubric",4,"PC","No",""]
[98947261,"UPM3 HYBRID 25-70 130 ACA EUX9 GS","1","0240","L","98446965","Pump housing DN25-130 1 1/2\" CED",1,"PC","No",""]
[98947261,"UPM3 HYBRID 25-70 130 ACA EUX9 GS","1","0260","L","98477859","Ctrl UPM3 PWM Hybrid Super Seal not conf",1,"PC","Yes",""]
[98947261,"UPM3 HYBRID 25-70 130 ACA EUX9 GS","1","0290","L","98441191","Front Foil, Hybrid",1,"PC","No",""]
[98947261,"UPM3 HYBRID 25-70 130 ACA EUX9 GS","1","0440","L","520046","JOINT POUR R.U.  44X32X2",2,"PC","No",""]
[98947261,"UPM3 HYBRID 25-70 130 ACA EUX9 GS","1","0670","L","98460258","Cable cpl. Power UPM3 1000mm",1,"PC","No",""]
[98947261,"UPM3 HYBRID 25-70 130 ACA EUX9 GS","1","0680","L","98460256","Cable cpl. Signal UPM3 1000mm",1,"PC","No",""]
[98947261,"UPM3 HYBRID 25-70 130 ACA EUX9 GS","1","0720","L","98696458","#Packaging cpl. euro pallet 175 pcs.",6.0000000000000001E-3,"PC","Yes","x","emballage"]
[98947490,"UPM3 AUTO L 15-70 130 ZZZ EUX9 BTT","1","0105","L","98473428","Stator w/housing shot blasted",1,"PC","Yes",""]
[98947490,"UPM3 AUTO L 15-70 130 ZZZ EUX9 BTT","1","0135","L","98288541","O-ring D15x2",1,"PC","No",""]
[98947490,"UPM3 AUTO L 15-70 130 ZZZ EUX9 BTT","1","0140","L","98460464","Rotor can cpl. D28x41.4 W DEBLOCKING",1,"PC","No",""]
[98947490,"UPM3 AUTO L 15-70 130 ZZZ EUX9 BTT","1","0150","L","97704972","Gasket D82xD70.2x4",1,"PC","No",""]
[98947490,"UPM3 AUTO L 15-70 130 ZZZ EUX9 BTT","1","0160","L","98116511","Glycerine 75%",1E-3,"L","No",""]
[98947490,"UPM3 AUTO L 15-70 130 ZZZ EUX9 BTT","1","0220","L","98419135","#axe+roue cpl. UPM3 RS4",1,"PC","Yes","x"]
[98947490,"UPM3 AUTO L 15-70 130 ZZZ EUX9 BTT","1","0230","L","98152261","Hex cap screw M5x16 raw w. Eco-lubric",4,"PC","No",""]
[98947490,"UPM3 AUTO L 15-70 130 ZZZ EUX9 BTT","1","0240","L","98419166","Pump housing DN15-130 1\" CED",1,"PC","No",""]
[98947490,"UPM3 AUTO L 15-70 130 ZZZ EUX9 BTT","1","0260","L","98477859","Ctrl UPM3 PWM Hybrid Super Seal not conf",1,"PC","Yes",""]
[98947490,"UPM3 AUTO L 15-70 130 ZZZ EUX9 BTT","1","0290","L","98441191","Front Foil, Hybrid",1,"PC","No",""]
[98947490,"UPM3 AUTO L 15-70 130 ZZZ EUX9 BTT","1","0300","L","98451691","Blind plug f/Mini Superseal",1,"PC","No",""]
[98947490,"UPM3 AUTO L 15-70 130 ZZZ EUX9 BTT","1","0430","L","98651611","Quick guide UPM3 AUTO L",1,"PC","No",""]
[98947490,"UPM3 AUTO L 15-70 130 ZZZ EUX9 BTT","1","0670","L","98460258","Cable cpl. Power UPM3 1000mm",1,"PC","No",""]
[98947490,"UPM3 AUTO L 15-70 130 ZZZ EUX9 BTT","1","0720","L","98696458","#Packaging cpl. euro pallet 175 pcs.",6.0000000000000001E-3,"PC","Yes","x","emballage"]
[98948516,"UPM3 HYBRID 15-70 130 ACA EUX9 GS","1","0105","L","98473428","Stator w/housing shot blasted",1,"PC","Yes",""]
[98948516,"UPM3 HYBRID 15-70 130 ACA EUX9 GS","1","0135","L","98288541","O-ring D15x2",1,"PC","No",""]
[98948516,"UPM3 HYBRID 15-70 130 ACA EUX9 GS","1","0140","L","98460464","Rotor can cpl. D28x41.4 W DEBLOCKING",1,"PC","No",""]
[98948516,"UPM3 HYBRID 15-70 130 ACA EUX9 GS","1","0150","L","97704972","Gasket D82xD70.2x4",1,"PC","No",""]
[98948516,"UPM3 HYBRID 15-70 130 ACA EUX9 GS","1","0220","L","98419135","#axe+roue cpl. UPM3 RS4",1,"PC","Yes","x"]
[98948516,"UPM3 HYBRID 15-70 130 ACA EUX9 GS","1","0230","L","98152261","Hex cap screw M5x16 raw w. Eco-lubric",4,"PC","No",""]
[98948516,"UPM3 HYBRID 15-70 130 ACA EUX9 GS","1","0240","L","98419166","Pump housing DN15-130 1\" CED",1,"PC","No",""]
[98948516,"UPM3 HYBRID 15-70 130 ACA EUX9 GS","1","0260","L","98477859","Ctrl UPM3 PWM Hybrid Super Seal not conf",1,"PC","Yes",""]
[98948516,"UPM3 HYBRID 15-70 130 ACA EUX9 GS","1","0290","L","98441191","Front Foil, Hybrid",1,"PC","No",""]
[98948516,"UPM3 HYBRID 15-70 130 ACA EUX9 GS","1","0440","L","504023","JOINT 1\" 29/23X2",2,"PC","No",""]
[98948516,"UPM3 HYBRID 15-70 130 ACA EUX9 GS","1","0670","L","98460258","Cable cpl. Power UPM3 1000mm",1,"PC","No",""]
[98948516,"UPM3 HYBRID 15-70 130 ACA EUX9 GS","1","0680","L","98460256","Cable cpl. Signal UPM3 1000mm",1,"PC","No",""]
[98948516,"UPM3 HYBRID 15-70 130 ACA EUX9 GS","1","0720","L","98696458","#Packaging cpl. euro pallet 175 pcs.",6.0000000000000001E-3,"PC","Yes","x","emballage"]
[98948707,"UPM3 15-75 130 AZA EUX9 EFG","1","0105","L","98473428","Stator w/housing shot blasted",1,"PC","Yes",""]
[98948707,"UPM3 15-75 130 AZA EUX9 EFG","1","0135","L","98288541","O-ring D15x2",1,"PC","No",""]
[98948707,"UPM3 15-75 130 AZA EUX9 EFG","1","0140","L","98460464","Rotor can cpl. D28x41.4 W DEBLOCKING",1,"PC","No",""]
[98948707,"UPM3 15-75 130 AZA EUX9 EFG","1","0150","L","97704972","Gasket D82xD70.2x4",1,"PC","No",""]
[98948707,"UPM3 15-75 130 AZA EUX9 EFG","1","0220","L","98419135","#axe+roue cpl. UPM3 RS4",1,"PC","Yes","x"]
[98948707,"UPM3 15-75 130 AZA EUX9 EFG","1","0230","L","98152261","Hex cap screw M5x16 raw w. Eco-lubric",4,"PC","No",""]
[98948707,"UPM3 15-75 130 AZA EUX9 EFG","1","0240","L","98419166","Pump housing DN15-130 1\" CED",1,"PC","No",""]
[98948707,"UPM3 15-75 130 AZA EUX9 EFG","1","0260","L","98288597","Ctrl UPM3 PWM Super Seal not config",1,"PC","No",""]
[98948707,"UPM3 15-75 130 AZA EUX9 EFG","1","0290","L","98354083","Front Foil, PWM",1,"PC","No",""]
[98948707,"UPM3 15-75 130 AZA EUX9 EFG","1","0489","L","97570310","#Etiquette 120x60 cpl. spare",1,"PC","Yes","x"]
[98948707,"UPM3 15-75 130 AZA EUX9 EFG","1","0670","L","98373382","Cable cpl. Power UPM3 2000mm",1,"PC","No",""]
[98948707,"UPM3 15-75 130 AZA EUX9 EFG","1","0680","L","98347385","Cable cpl. Signal UPM3 2000mm",1,"PC","No",""]
[98948707,"UPM3 15-75 130 AZA EUX9 EFG","1","0720","L","98661018","#Single box cpl. small UPM3",1,"PC","Yes","x","Emb. indiv. "]
[98948751,"UPM3 25-75 180 AZA EUX9 EFG","1","0105","L","98473428","Stator w/housing shot blasted",1,"PC","Yes",""]
[98948751,"UPM3 25-75 180 AZA EUX9 EFG","1","0135","L","98288541","O-ring D15x2",1,"PC","No",""]
[98948751,"UPM3 25-75 180 AZA EUX9 EFG","1","0140","L","98460464","Rotor can cpl. D28x41.4 W DEBLOCKING",1,"PC","No",""]
[98948751,"UPM3 25-75 180 AZA EUX9 EFG","1","0150","L","97704972","Gasket D82xD70.2x4",1,"PC","No",""]
[98948751,"UPM3 25-75 180 AZA EUX9 EFG","1","0220","L","98419135","#axe+roue cpl. UPM3 RS4",1,"PC","Yes","x"]
[98948751,"UPM3 25-75 180 AZA EUX9 EFG","1","0230","L","98152261","Hex cap screw M5x16 raw w. Eco-lubric",4,"PC","No",""]
[98948751,"UPM3 25-75 180 AZA EUX9 EFG","1","0240","L","98446967","Pump housing DN25-180 1 1/2\" CED UPM3",1,"PC","No",""]
[98948751,"UPM3 25-75 180 AZA EUX9 EFG","1","0260","L","98288597","Ctrl UPM3 PWM Super Seal not config",1,"PC","No",""]
[98948751,"UPM3 25-75 180 AZA EUX9 EFG","1","0290","L","98354083","Front Foil, PWM",1,"PC","No",""]
[98948751,"UPM3 25-75 180 AZA EUX9 EFG","1","0489","L","97570310","#Etiquette 120x60 cpl. spare",1,"PC","Yes","x"]
[98948751,"UPM3 25-75 180 AZA EUX9 EFG","1","0670","L","98373382","Cable cpl. Power UPM3 2000mm",1,"PC","No",""]
[98948751,"UPM3 25-75 180 AZA EUX9 EFG","1","0680","L","98347385","Cable cpl. Signal UPM3 2000mm",1,"PC","No",""]
[98948751,"UPM3 25-75 180 AZA EUX9 EFG","1","0720","L","98661018","#Single box cpl. small UPM3",1,"PC","Yes","x","Emb. indiv. "]
[98950076,"UPM3 SOLAR 25-75 130 CZA EUY9 LKA","1","0105","L","98634035","Stator w/housing shot bl. drain pos. 6",1,"PC","Yes",""]
[98950076,"UPM3 SOLAR 25-75 130 CZA EUY9 LKA","1","0135","L","98288541","O-ring D15x2",1,"PC","No",""]
[98950076,"UPM3 SOLAR 25-75 130 CZA EUY9 LKA","1","0140","L","98460464","Rotor can cpl. D28x41.4 W DEBLOCKING",1,"PC","No",""]
[98950076,"UPM3 SOLAR 25-75 130 CZA EUY9 LKA","1","0150","L","97704972","Gasket D82xD70.2x4",1,"PC","No",""]
[98950076,"UPM3 SOLAR 25-75 130 CZA EUY9 LKA","1","0220","L","98419135","#axe+roue cpl. UPM3 RS4",1,"PC","Yes","x"]
[98950076,"UPM3 SOLAR 25-75 130 CZA EUY9 LKA","1","0230","L","98152261","Hex cap screw M5x16 raw w. Eco-lubric",4,"PC","No",""]
[98950076,"UPM3 SOLAR 25-75 130 CZA EUY9 LKA","1","0240","L","98446965","Pump housing DN25-130 1 1/2\" CED",1,"PC","No",""]
[98950076,"UPM3 SOLAR 25-75 130 CZA EUY9 LKA","1","0260","L","98680749","Ctrl UPM3 PWM Hybrid FCI not config",1,"PC","No",""]
[98950076,"UPM3 SOLAR 25-75 130 CZA EUY9 LKA","1","0290","L","98677050","Front foil Hybrid, Solar",1,"PC","No",""]
[98950076,"UPM3 SOLAR 25-75 130 CZA EUY9 LKA","1","0305","L","98451798","Lock for FCI Connection",1,"PC","No",""]
[98950076,"UPM3 SOLAR 25-75 130 CZA EUY9 LKA","1","0440","L","99031473","Kit Gasket 520046 qty=72",2.7E-2,"PC","Yes",""]
[98950076,"UPM3 SOLAR 25-75 130 CZA EUY9 LKA","1","0670","L","98616020","Cable cpl. Power UPM3 1000mm",1,"PC","No",""]
[98950076,"UPM3 SOLAR 25-75 130 CZA EUY9 LKA","1","0680","L","98386202","Cable PWM signal w/plugin 1000mm STD",1,"PC","No",""]
[98950076,"UPM3 SOLAR 25-75 130 CZA EUY9 LKA","1","0720","L","98692923","#Packaging cpl. half euro pallet 96 pcs.",0.02,"PC","Yes","x","emballage"]
[98951579,"UPM3 FLEX AC 15-70 130 ACA EUX6 RIT","1","0105","L","98473428","Stator w/housing shot blasted",1,"PC","Yes",""]
[98951579,"UPM3 FLEX AC 15-70 130 ACA EUX6 RIT","1","0135","L","98288541","O-ring D15x2",1,"PC","No",""]
[98951579,"UPM3 FLEX AC 15-70 130 ACA EUX6 RIT","1","0140","L","98460464","Rotor can cpl. D28x41.4 W DEBLOCKING",1,"PC","No",""]
[98951579,"UPM3 FLEX AC 15-70 130 ACA EUX6 RIT","1","0150","L","97704972","Gasket D82xD70.2x4",1,"PC","No",""]
[98951579,"UPM3 FLEX AC 15-70 130 ACA EUX6 RIT","1","0220","L","98419135","#axe+roue cpl. UPM3 RS4",1,"PC","Yes","x"]
[98951579,"UPM3 FLEX AC 15-70 130 ACA EUX6 RIT","1","0230","L","98152261","Hex cap screw M5x16 raw w. Eco-lubric",4,"PC","No",""]
[98951579,"UPM3 FLEX AC 15-70 130 ACA EUX6 RIT","1","0240","L","98419166","Pump housing DN15-130 1\" CED",1,"PC","No",""]
[98951579,"UPM3 FLEX AC 15-70 130 ACA EUX6 RIT","1","0260","L","98477859","Ctrl UPM3 PWM Hybrid Super Seal not conf",1,"PC","Yes",""]
[98951579,"UPM3 FLEX AC 15-70 130 ACA EUX6 RIT","1","0290","L","98441191","Front Foil, Hybrid",1,"PC","No",""]
[98951579,"UPM3 FLEX AC 15-70 130 ACA EUX6 RIT","1","0430","L","98603958","Quick guide UPM3 FLEX AC",1,"PC","No",""]
[98951579,"UPM3 FLEX AC 15-70 130 ACA EUX6 RIT","1","0670","L","98616020","Cable cpl. Power UPM3 1000mm",1,"PC","No",""]
[98951579,"UPM3 FLEX AC 15-70 130 ACA EUX6 RIT","1","0680","L","98460256","Cable cpl. Signal UPM3 1000mm",1,"PC","No",""]
[98951579,"UPM3 FLEX AC 15-70 130 ACA EUX6 RIT","1","0720","L","98696458","#Packaging cpl. euro pallet 175 pcs.",6.0000000000000001E-3,"PC","Yes","x","emballage"]
[98952854,"UPM3 FLEX AS 25-70 180 AZJ EUX9 RGU","1","0105","L","98473428","Stator w/housing shot blasted",1,"PC","Yes",""]
[98952854,"UPM3 FLEX AS 25-70 180 AZJ EUX9 RGU","1","0135","L","98288541","O-ring D15x2",1,"PC","No",""]
[98952854,"UPM3 FLEX AS 25-70 180 AZJ EUX9 RGU","1","0140","L","98460464","Rotor can cpl. D28x41.4 W DEBLOCKING",1,"PC","No",""]
[98952854,"UPM3 FLEX AS 25-70 180 AZJ EUX9 RGU","1","0150","L","97704972","Gasket D82xD70.2x4",1,"PC","No",""]
[98952854,"UPM3 FLEX AS 25-70 180 AZJ EUX9 RGU","1","0220","L","98419135","#axe+roue cpl. UPM3 RS4",1,"PC","Yes","x"]
[98952854,"UPM3 FLEX AS 25-70 180 AZJ EUX9 RGU","1","0230","L","98152261","Hex cap screw M5x16 raw w. Eco-lubric",4,"PC","No",""]
[98952854,"UPM3 FLEX AS 25-70 180 AZJ EUX9 RGU","1","0240","L","98446967","Pump housing DN25-180 1 1/2\" CED UPM3",1,"PC","No",""]
[98952854,"UPM3 FLEX AS 25-70 180 AZJ EUX9 RGU","1","0260","L","98477859","Ctrl UPM3 PWM Hybrid Super Seal not conf",1,"PC","Yes",""]
[98952854,"UPM3 FLEX AS 25-70 180 AZJ EUX9 RGU","1","0290","L","98441191","Front Foil, Hybrid",1,"PC","No",""]
[98952854,"UPM3 FLEX AS 25-70 180 AZJ EUX9 RGU","1","0670","L","98460260","Cable cpl,. Power UPM3 1000mm",1,"PC","No",""]
[98952854,"UPM3 FLEX AS 25-70 180 AZJ EUX9 RGU","1","0680","L","98460256","Cable cpl. Signal UPM3 1000mm",1,"PC","No",""]
[98952854,"UPM3 FLEX AS 25-70 180 AZJ EUX9 RGU","1","0720","L","98692910","#Packaging cpl. half euro pallet 96 pcs.",0.02,"PC","Yes","x","emballage"]
[98952978,"UPM3 AUTO 25-70 130 ZZZ EUX9 SFV","1","0105","L","98473428","Stator w/housing shot blasted",1,"PC","Yes",""]
[98952978,"UPM3 AUTO 25-70 130 ZZZ EUX9 SFV","1","0135","L","98288541","O-ring D15x2",1,"PC","No",""]
[98952978,"UPM3 AUTO 25-70 130 ZZZ EUX9 SFV","1","0140","L","98460464","Rotor can cpl. D28x41.4 W DEBLOCKING",1,"PC","No",""]
[98952978,"UPM3 AUTO 25-70 130 ZZZ EUX9 SFV","1","0150","L","97704972","Gasket D82xD70.2x4",1,"PC","No",""]
[98952978,"UPM3 AUTO 25-70 130 ZZZ EUX9 SFV","1","0220","L","98419135","#axe+roue cpl. UPM3 RS4",1,"PC","Yes","x"]
[98952978,"UPM3 AUTO 25-70 130 ZZZ EUX9 SFV","1","0230","L","98152261","Hex cap screw M5x16 raw w. Eco-lubric",4,"PC","No",""]
[98952978,"UPM3 AUTO 25-70 130 ZZZ EUX9 SFV","1","0240","L","98446965","Pump housing DN25-130 1 1/2\" CED",1,"PC","No",""]
[98952978,"UPM3 AUTO 25-70 130 ZZZ EUX9 SFV","1","0260","L","98477859","Ctrl UPM3 PWM Hybrid Super Seal not conf",1,"PC","Yes",""]
[98952978,"UPM3 AUTO 25-70 130 ZZZ EUX9 SFV","1","0290","L","98441191","Front Foil, Hybrid",1,"PC","No",""]
[98952978,"UPM3 AUTO 25-70 130 ZZZ EUX9 SFV","1","0670","L","98460260","Cable cpl,. Power UPM3 1000mm",1,"PC","No",""]
[98952978,"UPM3 AUTO 25-70 130 ZZZ EUX9 SFV","1","0720","L","98692923","#Packaging cpl. half euro pallet 96 pcs.",0.02,"PC","Yes","x","emballage"]
[98953184,"UPM3 FLEX AS 15-70 130 AZJ EUX9 HDL","1","0105","L","98473428","Stator w/housing shot blasted",1,"PC","Yes",""]
[98953184,"UPM3 FLEX AS 15-70 130 AZJ EUX9 HDL","1","0135","L","98288541","O-ring D15x2",1,"PC","No",""]
[98953184,"UPM3 FLEX AS 15-70 130 AZJ EUX9 HDL","1","0140","L","98460464","Rotor can cpl. D28x41.4 W DEBLOCKING",1,"PC","No",""]
[98953184,"UPM3 FLEX AS 15-70 130 AZJ EUX9 HDL","1","0150","L","97704972","Gasket D82xD70.2x4",1,"PC","No",""]
[98953184,"UPM3 FLEX AS 15-70 130 AZJ EUX9 HDL","1","0220","L","98419135","#axe+roue cpl. UPM3 RS4",1,"PC","Yes","x"]
[98953184,"UPM3 FLEX AS 15-70 130 AZJ EUX9 HDL","1","0230","L","98152261","Hex cap screw M5x16 raw w. Eco-lubric",4,"PC","No",""]
[98953184,"UPM3 FLEX AS 15-70 130 AZJ EUX9 HDL","1","0240","L","98419166","Pump housing DN15-130 1\" CED",1,"PC","No",""]
[98953184,"UPM3 FLEX AS 15-70 130 AZJ EUX9 HDL","1","0260","L","98477859","Ctrl UPM3 PWM Hybrid Super Seal not conf",1,"PC","Yes",""]
[98953184,"UPM3 FLEX AS 15-70 130 AZJ EUX9 HDL","1","0290","L","98441191","Front Foil, Hybrid",1,"PC","No",""]
[98953184,"UPM3 FLEX AS 15-70 130 AZJ EUX9 HDL","1","0670","L","98460260","Cable cpl,. Power UPM3 1000mm",1,"PC","No",""]
[98953184,"UPM3 FLEX AS 15-70 130 AZJ EUX9 HDL","1","0720","L","98696458","#Packaging cpl. euro pallet 175 pcs.",6.0000000000000001E-3,"PC","Yes","x","emballage"]
[98953971,"UPM3 25-75 180 AZA EUX9 KWE","1","0105","L","98473428","Stator w/housing shot blasted",1,"PC","Yes",""]
[98953971,"UPM3 25-75 180 AZA EUX9 KWE","1","0135","L","98288541","O-ring D15x2",1,"PC","No",""]
[98953971,"UPM3 25-75 180 AZA EUX9 KWE","1","0140","L","98460464","Rotor can cpl. D28x41.4 W DEBLOCKING",1,"PC","No",""]
[98953971,"UPM3 25-75 180 AZA EUX9 KWE","1","0150","L","97704972","Gasket D82xD70.2x4",1,"PC","No",""]
[98953971,"UPM3 25-75 180 AZA EUX9 KWE","1","0220","L","98419135","#axe+roue cpl. UPM3 RS4",1,"PC","Yes","x"]
[98953971,"UPM3 25-75 180 AZA EUX9 KWE","1","0230","L","98152261","Hex cap screw M5x16 raw w. Eco-lubric",4,"PC","No",""]
[98953971,"UPM3 25-75 180 AZA EUX9 KWE","1","0240","L","98446967","Pump housing DN25-180 1 1/2\" CED UPM3",1,"PC","No",""]
[98953971,"UPM3 25-75 180 AZA EUX9 KWE","1","0260","L","98288597","Ctrl UPM3 PWM Super Seal not config",1,"PC","No",""]
[98953971,"UPM3 25-75 180 AZA EUX9 KWE","1","0290","L","98354083","Front Foil, PWM",1,"PC","No",""]
[98953971,"UPM3 25-75 180 AZA EUX9 KWE","1","0300","L","98451691","Blind plug f/Mini Superseal",1,"PC","No",""]
[98953971,"UPM3 25-75 180 AZA EUX9 KWE","1","0440","L","98834695","Kit Gasket 520046 qty=96",0.02,"PC","Yes",""]
[98953971,"UPM3 25-75 180 AZA EUX9 KWE","1","0670","L","98373384","Cable cpl. Power UPM3 2000mm",1,"PC","No",""]
[98953971,"UPM3 25-75 180 AZA EUX9 KWE","1","0720","L","98692910","#Packaging cpl. half euro pallet 96 pcs.",0.02,"PC","Yes","x","emballage"]
[98954063,"UPM3 AUTO L 25-70 180 ZZZ EUX9 TEP","1","0105","L","98473428","Stator w/housing shot blasted",1,"PC","Yes",""]
[98954063,"UPM3 AUTO L 25-70 180 ZZZ EUX9 TEP","1","0135","L","98288541","O-ring D15x2",1,"PC","No",""]
[98954063,"UPM3 AUTO L 25-70 180 ZZZ EUX9 TEP","1","0140","L","98460464","Rotor can cpl. D28x41.4 W DEBLOCKING",1,"PC","No",""]
[98954063,"UPM3 AUTO L 25-70 180 ZZZ EUX9 TEP","1","0150","L","97704972","Gasket D82xD70.2x4",1,"PC","No",""]
[98954063,"UPM3 AUTO L 25-70 180 ZZZ EUX9 TEP","1","0220","L","98419135","#axe+roue cpl. UPM3 RS4",1,"PC","Yes","x"]
[98954063,"UPM3 AUTO L 25-70 180 ZZZ EUX9 TEP","1","0230","L","98152261","Hex cap screw M5x16 raw w. Eco-lubric",4,"PC","No",""]
[98954063,"UPM3 AUTO L 25-70 180 ZZZ EUX9 TEP","1","0240","L","98446967","Pump housing DN25-180 1 1/2\" CED UPM3",1,"PC","No",""]
[98954063,"UPM3 AUTO L 25-70 180 ZZZ EUX9 TEP","1","0260","L","98477859","Ctrl UPM3 PWM Hybrid Super Seal not conf",1,"PC","Yes",""]
[98954063,"UPM3 AUTO L 25-70 180 ZZZ EUX9 TEP","1","0290","L","98441191","Front Foil, Hybrid",1,"PC","No",""]
[98954063,"UPM3 AUTO L 25-70 180 ZZZ EUX9 TEP","1","0440","L","98834695","Kit Gasket 520046 qty=96",0.02,"PC","Yes",""]
[98954063,"UPM3 AUTO L 25-70 180 ZZZ EUX9 TEP","1","0670","L","98460258","Cable cpl. Power UPM3 1000mm",1,"PC","No",""]
[98954063,"UPM3 AUTO L 25-70 180 ZZZ EUX9 TEP","1","0720","L","98692910","#Packaging cpl. half euro pallet 96 pcs.",0.02,"PC","Yes","x","emballage"]
[98954407,"UPM3 HYBRID 25-70 130 ACA EUX9 DU","1","0105","L","98473428","Stator w/housing shot blasted",1,"PC","Yes",""]
[98954407,"UPM3 HYBRID 25-70 130 ACA EUX9 DU","1","0135","L","98288541","O-ring D15x2",1,"PC","No",""]
[98954407,"UPM3 HYBRID 25-70 130 ACA EUX9 DU","1","0140","L","98460464","Rotor can cpl. D28x41.4 W DEBLOCKING",1,"PC","No",""]
[98954407,"UPM3 HYBRID 25-70 130 ACA EUX9 DU","1","0150","L","97704972","Gasket D82xD70.2x4",1,"PC","No",""]
[98954407,"UPM3 HYBRID 25-70 130 ACA EUX9 DU","1","0220","L","98419135","#axe+roue cpl. UPM3 RS4",1,"PC","Yes","x"]
[98954407,"UPM3 HYBRID 25-70 130 ACA EUX9 DU","1","0230","L","98152261","Hex cap screw M5x16 raw w. Eco-lubric",4,"PC","No",""]
[98954407,"UPM3 HYBRID 25-70 130 ACA EUX9 DU","1","0240","L","98446965","Pump housing DN25-130 1 1/2\" CED",1,"PC","No",""]
[98954407,"UPM3 HYBRID 25-70 130 ACA EUX9 DU","1","0260","L","98477859","Ctrl UPM3 PWM Hybrid Super Seal not conf",1,"PC","Yes",""]
[98954407,"UPM3 HYBRID 25-70 130 ACA EUX9 DU","1","0290","L","98441191","Front Foil, Hybrid",1,"PC","No",""]
[98954407,"UPM3 HYBRID 25-70 130 ACA EUX9 DU","1","0430","L","98603930","Quick guide UPM3 HYBRID",1,"PC","No",""]
[98954407,"UPM3 HYBRID 25-70 130 ACA EUX9 DU","1","0720","L","98692923","#Packaging cpl. half euro pallet 96 pcs.",0.02,"PC","Yes","x","emballage"]
[98954409,"UPM3 HYBRID 25-70 180 ACA EUX9 DU","1","0105","L","98473428","Stator w/housing shot blasted",1,"PC","Yes",""]
[98954409,"UPM3 HYBRID 25-70 180 ACA EUX9 DU","1","0135","L","98288541","O-ring D15x2",1,"PC","No",""]
[98954409,"UPM3 HYBRID 25-70 180 ACA EUX9 DU","1","0140","L","98460464","Rotor can cpl. D28x41.4 W DEBLOCKING",1,"PC","No",""]
[98954409,"UPM3 HYBRID 25-70 180 ACA EUX9 DU","1","0150","L","97704972","Gasket D82xD70.2x4",1,"PC","No",""]
[98954409,"UPM3 HYBRID 25-70 180 ACA EUX9 DU","1","0220","L","98419135","#axe+roue cpl. UPM3 RS4",1,"PC","Yes","x"]
[98954409,"UPM3 HYBRID 25-70 180 ACA EUX9 DU","1","0230","L","98152261","Hex cap screw M5x16 raw w. Eco-lubric",4,"PC","No",""]
[98954409,"UPM3 HYBRID 25-70 180 ACA EUX9 DU","1","0240","L","98446967","Pump housing DN25-180 1 1/2\" CED UPM3",1,"PC","No",""]
[98954409,"UPM3 HYBRID 25-70 180 ACA EUX9 DU","1","0260","L","98477859","Ctrl UPM3 PWM Hybrid Super Seal not conf",1,"PC","Yes",""]
[98954409,"UPM3 HYBRID 25-70 180 ACA EUX9 DU","1","0290","L","98441191","Front Foil, Hybrid",1,"PC","No",""]
[98954409,"UPM3 HYBRID 25-70 180 ACA EUX9 DU","1","0430","L","98603930","Quick guide UPM3 HYBRID",1,"PC","No",""]
[98954409,"UPM3 HYBRID 25-70 180 ACA EUX9 DU","1","0720","L","98692910","#Packaging cpl. half euro pallet 96 pcs.",0.02,"PC","Yes","x","emballage"]
[98954773,"UPM3 SOLAR 25-75 180 CZA EUX9 JNI","1","0105","L","98634035","Stator w/housing shot bl. drain pos. 6",1,"PC","Yes",""]
[98954773,"UPM3 SOLAR 25-75 180 CZA EUX9 JNI","1","0135","L","98288541","O-ring D15x2",1,"PC","No",""]
[98954773,"UPM3 SOLAR 25-75 180 CZA EUX9 JNI","1","0140","L","98460464","Rotor can cpl. D28x41.4 W DEBLOCKING",1,"PC","No",""]
[98954773,"UPM3 SOLAR 25-75 180 CZA EUX9 JNI","1","0150","L","97704972","Gasket D82xD70.2x4",1,"PC","No",""]
[98954773,"UPM3 SOLAR 25-75 180 CZA EUX9 JNI","1","0220","L","98419135","#axe+roue cpl. UPM3 RS4",1,"PC","Yes","x"]
[98954773,"UPM3 SOLAR 25-75 180 CZA EUX9 JNI","1","0230","L","98152261","Hex cap screw M5x16 raw w. Eco-lubric",4,"PC","No",""]
[98954773,"UPM3 SOLAR 25-75 180 CZA EUX9 JNI","1","0240","L","98446967","Pump housing DN25-180 1 1/2\" CED UPM3",1,"PC","No",""]
[98954773,"UPM3 SOLAR 25-75 180 CZA EUX9 JNI","1","0260","L","98477859","Ctrl UPM3 PWM Hybrid Super Seal not conf",1,"PC","Yes",""]
[98954773,"UPM3 SOLAR 25-75 180 CZA EUX9 JNI","1","0290","L","98677050","Front foil Hybrid, Solar",1,"PC","No",""]
[98954773,"UPM3 SOLAR 25-75 180 CZA EUX9 JNI","1","0300","L","98451691","Blind plug f/Mini Superseal",1,"PC","No",""]
[98954773,"UPM3 SOLAR 25-75 180 CZA EUX9 JNI","1","0430","L","98603956","Quick guide UPM3 SOLAR",1,"PC","No",""]
[98954773,"UPM3 SOLAR 25-75 180 CZA EUX9 JNI","1","0440","L","520046","JOINT POUR R.U.  44X32X2",2,"PC","No",""]
[98954773,"UPM3 SOLAR 25-75 180 CZA EUX9 JNI","1","0489","L","97570310","#Etiquette 120x60 cpl. spare",1,"PC","Yes","x"]
[98954773,"UPM3 SOLAR 25-75 180 CZA EUX9 JNI","1","0670","L","98373384","Cable cpl. Power UPM3 2000mm",1,"PC","No",""]
[98954773,"UPM3 SOLAR 25-75 180 CZA EUX9 JNI","1","0720","L","98661018","#Single box cpl. small UPM3",1,"PC","Yes","x","Emb. indiv. "]
[98954798,"UPM3 FLEX AS 15-70 130 AZJ EUX9 FAM","1","0105","L","98473428","Stator w/housing shot blasted",1,"PC","Yes",""]
[98954798,"UPM3 FLEX AS 15-70 130 AZJ EUX9 FAM","1","0135","L","98288541","O-ring D15x2",1,"PC","No",""]
[98954798,"UPM3 FLEX AS 15-70 130 AZJ EUX9 FAM","1","0140","L","98460464","Rotor can cpl. D28x41.4 W DEBLOCKING",1,"PC","No",""]
[98954798,"UPM3 FLEX AS 15-70 130 AZJ EUX9 FAM","1","0150","L","97704972","Gasket D82xD70.2x4",1,"PC","No",""]
[98954798,"UPM3 FLEX AS 15-70 130 AZJ EUX9 FAM","1","0220","L","98419135","#axe+roue cpl. UPM3 RS4",1,"PC","Yes","x"]
[98954798,"UPM3 FLEX AS 15-70 130 AZJ EUX9 FAM","1","0230","L","98152261","Hex cap screw M5x16 raw w. Eco-lubric",4,"PC","No",""]
[98954798,"UPM3 FLEX AS 15-70 130 AZJ EUX9 FAM","1","0240","L","98419166","Pump housing DN15-130 1\" CED",1,"PC","No",""]
[98954798,"UPM3 FLEX AS 15-70 130 AZJ EUX9 FAM","1","0260","L","98477859","Ctrl UPM3 PWM Hybrid Super Seal not conf",1,"PC","Yes",""]
[98954798,"UPM3 FLEX AS 15-70 130 AZJ EUX9 FAM","1","0290","L","98441191","Front Foil, Hybrid",1,"PC","No",""]
[98954798,"UPM3 FLEX AS 15-70 130 AZJ EUX9 FAM","1","0670","L","98460260","Cable cpl,. Power UPM3 1000mm",1,"PC","No",""]
[98954798,"UPM3 FLEX AS 15-70 130 AZJ EUX9 FAM","1","0720","L","98696458","#Packaging cpl. euro pallet 175 pcs.",6.0000000000000001E-3,"PC","Yes","x","emballage"]
[98955090,"UPM3 HYBRID 15-70 130 ACA EUX9 WHG","1","0105","L","98473428","Stator w/housing shot blasted",1,"PC","Yes",""]
[98955090,"UPM3 HYBRID 15-70 130 ACA EUX9 WHG","1","0135","L","98288541","O-ring D15x2",1,"PC","No",""]
[98955090,"UPM3 HYBRID 15-70 130 ACA EUX9 WHG","1","0140","L","98460464","Rotor can cpl. D28x41.4 W DEBLOCKING",1,"PC","No",""]
[98955090,"UPM3 HYBRID 15-70 130 ACA EUX9 WHG","1","0150","L","97704972","Gasket D82xD70.2x4",1,"PC","No",""]
[98955090,"UPM3 HYBRID 15-70 130 ACA EUX9 WHG","1","0220","L","98419135","#axe+roue cpl. UPM3 RS4",1,"PC","Yes","x"]
[98955090,"UPM3 HYBRID 15-70 130 ACA EUX9 WHG","1","0230","L","98152261","Hex cap screw M5x16 raw w. Eco-lubric",4,"PC","No",""]
[98955090,"UPM3 HYBRID 15-70 130 ACA EUX9 WHG","1","0240","L","98419166","Pump housing DN15-130 1\" CED",1,"PC","No",""]
[98955090,"UPM3 HYBRID 15-70 130 ACA EUX9 WHG","1","0260","L","98477859","Ctrl UPM3 PWM Hybrid Super Seal not conf",1,"PC","Yes",""]
[98955090,"UPM3 HYBRID 15-70 130 ACA EUX9 WHG","1","0290","L","98441191","Front Foil, Hybrid",1,"PC","No",""]
[98955090,"UPM3 HYBRID 15-70 130 ACA EUX9 WHG","1","0489","L","97570310","#Etiquette 120x60 cpl. spare",1,"PC","Yes","x"]
[98955090,"UPM3 HYBRID 15-70 130 ACA EUX9 WHG","1","0670","L","98460260","Cable cpl,. Power UPM3 1000mm",1,"PC","No",""]
[98955090,"UPM3 HYBRID 15-70 130 ACA EUX9 WHG","1","0680","L","98460256","Cable cpl. Signal UPM3 1000mm",1,"PC","No",""]
[98955090,"UPM3 HYBRID 15-70 130 ACA EUX9 WHG","1","0720","L","98661018","#Single box cpl. small UPM3",1,"PC","Yes","x","Emb. indiv. "]
[98955352,"UPM3 SOLAR 25-105 180 CZA EUX9 JNI","1","0105","L","98634035","Stator w/housing shot bl. drain pos. 6",1,"PC","Yes",""]
[98955352,"UPM3 SOLAR 25-105 180 CZA EUX9 JNI","1","0135","L","98288541","O-ring D15x2",1,"PC","No",""]
[98955352,"UPM3 SOLAR 25-105 180 CZA EUX9 JNI","1","0140","L","98460464","Rotor can cpl. D28x41.4 W DEBLOCKING",1,"PC","No",""]
[98955352,"UPM3 SOLAR 25-105 180 CZA EUX9 JNI","1","0150","L","97704972","Gasket D82xD70.2x4",1,"PC","No",""]
[98955352,"UPM3 SOLAR 25-105 180 CZA EUX9 JNI","1","0220","L","98692629","#Shaft w/impeller cpl. D15.5/52",1,"PC","Yes","x"]
[98955352,"UPM3 SOLAR 25-105 180 CZA EUX9 JNI","1","0230","L","98152261","Hex cap screw M5x16 raw w. Eco-lubric",4,"PC","No",""]
[98955352,"UPM3 SOLAR 25-105 180 CZA EUX9 JNI","1","0240","L","97826022","Corps de pompe 180x1 1/2 CED 7,5 SOLAR",1,"PC","No",""]
[98955352,"UPM3 SOLAR 25-105 180 CZA EUX9 JNI","1","0260","L","98477859","Ctrl UPM3 PWM Hybrid Super Seal not conf",1,"PC","Yes",""]
[98955352,"UPM3 SOLAR 25-105 180 CZA EUX9 JNI","1","0290","L","98677050","Front foil Hybrid, Solar",1,"PC","No",""]
[98955352,"UPM3 SOLAR 25-105 180 CZA EUX9 JNI","1","0300","L","98451691","Blind plug f/Mini Superseal",1,"PC","No",""]
[98955352,"UPM3 SOLAR 25-105 180 CZA EUX9 JNI","1","0430","L","98603956","Quick guide UPM3 SOLAR",1,"PC","No",""]
[98955352,"UPM3 SOLAR 25-105 180 CZA EUX9 JNI","1","0440","L","520046","JOINT POUR R.U.  44X32X2",2,"PC","No",""]
[98955352,"UPM3 SOLAR 25-105 180 CZA EUX9 JNI","1","0489","L","97570310","#Etiquette 120x60 cpl. spare",1,"PC","Yes","x"]
[98955352,"UPM3 SOLAR 25-105 180 CZA EUX9 JNI","1","0670","L","98373384","Cable cpl. Power UPM3 2000mm",1,"PC","No",""]
[98955352,"UPM3 SOLAR 25-105 180 CZA EUX9 JNI","1","0720","L","98661018","#Single box cpl. small UPM3",1,"PC","Yes","x","Emb. indiv. "]
[98956241,"UPM3 SOLAR 15-75 130 CZA EUX3 ENS","1","0105","L","98634036","Stator w/housing shot bl. drain pos. 12",1,"PC","Yes",""]
[98956241,"UPM3 SOLAR 15-75 130 CZA EUX3 ENS","1","0135","L","98288541","O-ring D15x2",1,"PC","No",""]
[98956241,"UPM3 SOLAR 15-75 130 CZA EUX3 ENS","1","0140","L","98460464","Rotor can cpl. D28x41.4 W DEBLOCKING",1,"PC","No",""]
[98956241,"UPM3 SOLAR 15-75 130 CZA EUX3 ENS","1","0150","L","97704972","Gasket D82xD70.2x4",1,"PC","No",""]
[98956241,"UPM3 SOLAR 15-75 130 CZA EUX3 ENS","1","0220","L","98419135","#axe+roue cpl. UPM3 RS4",1,"PC","Yes","x"]
[98956241,"UPM3 SOLAR 15-75 130 CZA EUX3 ENS","1","0230","L","98152261","Hex cap screw M5x16 raw w. Eco-lubric",4,"PC","No",""]
[98956241,"UPM3 SOLAR 15-75 130 CZA EUX3 ENS","1","0240","L","98419166","Pump housing DN15-130 1\" CED",1,"PC","No",""]
[98956241,"UPM3 SOLAR 15-75 130 CZA EUX3 ENS","1","0260","L","98477859","Ctrl UPM3 PWM Hybrid Super Seal not conf",1,"PC","Yes",""]
[98956241,"UPM3 SOLAR 15-75 130 CZA EUX3 ENS","1","0290","L","98677050","Front foil Hybrid, Solar",1,"PC","No",""]
[98956241,"UPM3 SOLAR 15-75 130 CZA EUX3 ENS","1","0440","L","98712594","Sachet de 175 joints 504023",6.0000000000000001E-3,"PC","Yes",""]
[98956241,"UPM3 SOLAR 15-75 130 CZA EUX3 ENS","1","0670","L","98616020","Cable cpl. Power UPM3 1000mm",1,"PC","No",""]
[98956241,"UPM3 SOLAR 15-75 130 CZA EUX3 ENS","1","0680","L","98460256","Cable cpl. Signal UPM3 1000mm",1,"PC","No",""]
[98956241,"UPM3 SOLAR 15-75 130 CZA EUX3 ENS","1","0720","L","98696458","#Packaging cpl. euro pallet 175 pcs.",6.0000000000000001E-3,"PC","Yes","x","emballage"]
[98956273,"UPM3 15-60 130 AZA EUX9 KWE","1","0105","L","98473428","Stator w/housing shot blasted",1,"PC","Yes",""]
[98956273,"UPM3 15-60 130 AZA EUX9 KWE","1","0135","L","98288541","O-ring D15x2",1,"PC","No",""]
[98956273,"UPM3 15-60 130 AZA EUX9 KWE","1","0140","L","98460464","Rotor can cpl. D28x41.4 W DEBLOCKING",1,"PC","No",""]
[98956273,"UPM3 15-60 130 AZA EUX9 KWE","1","0150","L","97704972","Gasket D82xD70.2x4",1,"PC","No",""]
[98956273,"UPM3 15-60 130 AZA EUX9 KWE","1","0220","L","98419135","#axe+roue cpl. UPM3 RS4",1,"PC","Yes","x"]
[98956273,"UPM3 15-60 130 AZA EUX9 KWE","1","0230","L","98152261","Hex cap screw M5x16 raw w. Eco-lubric",4,"PC","No",""]
[98956273,"UPM3 15-60 130 AZA EUX9 KWE","1","0240","L","98419166","Pump housing DN15-130 1\" CED",1,"PC","No",""]
[98956273,"UPM3 15-60 130 AZA EUX9 KWE","1","0260","L","98288597","Ctrl UPM3 PWM Super Seal not config",1,"PC","No",""]
[98956273,"UPM3 15-60 130 AZA EUX9 KWE","1","0290","L","98354083","Front Foil, PWM",1,"PC","No",""]
[98956273,"UPM3 15-60 130 AZA EUX9 KWE","1","0300","L","98451691","Blind plug f/Mini Superseal",1,"PC","No",""]
[98956273,"UPM3 15-60 130 AZA EUX9 KWE","1","0440","L","98772195","SACHET DE 96 JOINTS 504023",0.02,"PC","Yes",""]
[98956273,"UPM3 15-60 130 AZA EUX9 KWE","1","0670","L","98373384","Cable cpl. Power UPM3 2000mm",1,"PC","No",""]
[98956273,"UPM3 15-60 130 AZA EUX9 KWE","1","0720","L","98692923","#Packaging cpl. half euro pallet 96 pcs.",0.02,"PC","Yes","x","emballage"]
[98956729,"UPM3 FLEX AS 15-70 CACAO AZJ EUX9 STG","1","0105","L","98473428","Stator w/housing shot blasted",1,"PC","Yes",""]
[98956729,"UPM3 FLEX AS 15-70 CACAO AZJ EUX9 STG","1","0135","L","98288541","O-ring D15x2",1,"PC","No",""]
[98956729,"UPM3 FLEX AS 15-70 CACAO AZJ EUX9 STG","1","0140","L","98460464","Rotor can cpl. D28x41.4 W DEBLOCKING",1,"PC","No",""]
[98956729,"UPM3 FLEX AS 15-70 CACAO AZJ EUX9 STG","1","0150","L","97704972","Gasket D82xD70.2x4",1,"PC","No",""]
[98956729,"UPM3 FLEX AS 15-70 CACAO AZJ EUX9 STG","1","0220","L","98419135","#axe+roue cpl. UPM3 RS4",1,"PC","Yes","x"]
[98956729,"UPM3 FLEX AS 15-70 CACAO AZJ EUX9 STG","1","0230","L","98152261","Hex cap screw M5x16 raw w. Eco-lubric",4,"PC","No",""]
[98956729,"UPM3 FLEX AS 15-70 CACAO AZJ EUX9 STG","1","0240","L","98095186","Pump housing cpl. Cacao C1 C2 UPM2",1,"PC","No",""]
[98956729,"UPM3 FLEX AS 15-70 CACAO AZJ EUX9 STG","1","0260","L","98477859","Ctrl UPM3 PWM Hybrid Super Seal not conf",1,"PC","Yes",""]
[98956729,"UPM3 FLEX AS 15-70 CACAO AZJ EUX9 STG","1","0290","L","98441191","Front Foil, Hybrid",1,"PC","No",""]
[98956729,"UPM3 FLEX AS 15-70 CACAO AZJ EUX9 STG","1","0670","L","98460260","Cable cpl,. Power UPM3 1000mm",1,"PC","No",""]
[98956729,"UPM3 FLEX AS 15-70 CACAO AZJ EUX9 STG","1","0720","L","98692923","#Packaging cpl. half euro pallet 96 pcs.",0.02,"PC","Yes","x","emballage"]
[98958384,"UPM3 AUTO 15-70 GGMBP3 ZZZ EUX3 MB","1","0105","L","98473428","Stator w/housing shot blasted",1,"PC","Yes",""]
[98958384,"UPM3 AUTO 15-70 GGMBP3 ZZZ EUX3 MB","1","0135","L","98288541","O-ring D15x2",1,"PC","No",""]
[98958384,"UPM3 AUTO 15-70 GGMBP3 ZZZ EUX3 MB","1","0140","L","98460464","Rotor can cpl. D28x41.4 W DEBLOCKING",1,"PC","No",""]
[98958384,"UPM3 AUTO 15-70 GGMBP3 ZZZ EUX3 MB","1","0150","L","97704972","Gasket D82xD70.2x4",1,"PC","No",""]
[98958384,"UPM3 AUTO 15-70 GGMBP3 ZZZ EUX3 MB","1","0220","L","98419135","#axe+roue cpl. UPM3 RS4",1,"PC","Yes","x"]
[98958384,"UPM3 AUTO 15-70 GGMBP3 ZZZ EUX3 MB","1","0230","L","98152261","Hex cap screw M5x16 raw w. Eco-lubric",2,"PC","No",""]
[98958384,"UPM3 AUTO 15-70 GGMBP3 ZZZ EUX3 MB","1","0240","L","98662017","Pump housing GGMBP3 CED w/o gasket",1,"PC","No",""]
[98958384,"UPM3 AUTO 15-70 GGMBP3 ZZZ EUX3 MB","1","0260","L","98477859","Ctrl UPM3 PWM Hybrid Super Seal not conf",1,"PC","Yes",""]
[98958384,"UPM3 AUTO 15-70 GGMBP3 ZZZ EUX3 MB","1","0290","L","98441191","Front Foil, Hybrid",1,"PC","No",""]
[98958384,"UPM3 AUTO 15-70 GGMBP3 ZZZ EUX3 MB","1","0300","L","98451691","Blind plug f/Mini Superseal",1,"PC","No",""]
[98958384,"UPM3 AUTO 15-70 GGMBP3 ZZZ EUX3 MB","1","0430","L","98651459","Quick guide UPM3 AUTO",1,"PC","No",""]
[98958384,"UPM3 AUTO 15-70 GGMBP3 ZZZ EUX3 MB","1","0720","L","98784880","Packaging cpl. half euro pallet 250 pcs.",8.0000000000000002E-3,"PC","Yes","x","emballage"]
[98958547,"UPM3 HYBRID 25-70 130 ACA EUX3 WAK","1","0105","L","98473428","Stator w/housing shot blasted",1,"PC","Yes",""]
[98958547,"UPM3 HYBRID 25-70 130 ACA EUX3 WAK","1","0135","L","98288541","O-ring D15x2",1,"PC","No",""]
[98958547,"UPM3 HYBRID 25-70 130 ACA EUX3 WAK","1","0140","L","98460464","Rotor can cpl. D28x41.4 W DEBLOCKING",1,"PC","No",""]
[98958547,"UPM3 HYBRID 25-70 130 ACA EUX3 WAK","1","0150","L","97704972","Gasket D82xD70.2x4",1,"PC","No",""]
[98958547,"UPM3 HYBRID 25-70 130 ACA EUX3 WAK","1","0220","L","98419135","#axe+roue cpl. UPM3 RS4",1,"PC","Yes","x"]
[98958547,"UPM3 HYBRID 25-70 130 ACA EUX3 WAK","1","0230","L","98152261","Hex cap screw M5x16 raw w. Eco-lubric",4,"PC","No",""]
[98958547,"UPM3 HYBRID 25-70 130 ACA EUX3 WAK","1","0240","L","98446965","Pump housing DN25-130 1 1/2\" CED",1,"PC","No",""]
[98958547,"UPM3 HYBRID 25-70 130 ACA EUX3 WAK","1","0260","L","98477859","Ctrl UPM3 PWM Hybrid Super Seal not conf",1,"PC","Yes",""]
[98958547,"UPM3 HYBRID 25-70 130 ACA EUX3 WAK","1","0290","L","98441191","Front Foil, Hybrid",1,"PC","No",""]
[98958547,"UPM3 HYBRID 25-70 130 ACA EUX3 WAK","1","0670","L","98373382","Cable cpl. Power UPM3 2000mm",1,"PC","No",""]
[98958547,"UPM3 HYBRID 25-70 130 ACA EUX3 WAK","1","0680","L","98347385","Cable cpl. Signal UPM3 2000mm",1,"PC","No",""]
[98958547,"UPM3 HYBRID 25-70 130 ACA EUX3 WAK","1","0720","L","98692923","#Packaging cpl. half euro pallet 96 pcs.",0.02,"PC","Yes","x","emballage"]
[98958869,"UPM3 SOLAR 15-75 130 CZA EUX9 SNX","1","0105","L","98634035","Stator w/housing shot bl. drain pos. 6",1,"PC","Yes",""]
[98958869,"UPM3 SOLAR 15-75 130 CZA EUX9 SNX","1","0135","L","98288541","O-ring D15x2",1,"PC","No",""]
[98958869,"UPM3 SOLAR 15-75 130 CZA EUX9 SNX","1","0140","L","98460464","Rotor can cpl. D28x41.4 W DEBLOCKING",1,"PC","No",""]
[98958869,"UPM3 SOLAR 15-75 130 CZA EUX9 SNX","1","0150","L","97704972","Gasket D82xD70.2x4",1,"PC","No",""]
[98958869,"UPM3 SOLAR 15-75 130 CZA EUX9 SNX","1","0220","L","98419135","#axe+roue cpl. UPM3 RS4",1,"PC","Yes","x"]
[98958869,"UPM3 SOLAR 15-75 130 CZA EUX9 SNX","1","0230","L","98152261","Hex cap screw M5x16 raw w. Eco-lubric",4,"PC","No",""]
[98958869,"UPM3 SOLAR 15-75 130 CZA EUX9 SNX","1","0240","L","98419166","Pump housing DN15-130 1\" CED",1,"PC","No",""]
[98958869,"UPM3 SOLAR 15-75 130 CZA EUX9 SNX","1","0260","L","98477859","Ctrl UPM3 PWM Hybrid Super Seal not conf",1,"PC","Yes",""]
[98958869,"UPM3 SOLAR 15-75 130 CZA EUX9 SNX","1","0290","L","98677050","Front foil Hybrid, Solar",1,"PC","No",""]
[98958869,"UPM3 SOLAR 15-75 130 CZA EUX9 SNX","1","0440","L","504023","JOINT 1\" 29/23X2",2,"PC","No",""]
[98958869,"UPM3 SOLAR 15-75 130 CZA EUX9 SNX","1","0670","L","98616020","Cable cpl. Power UPM3 1000mm",1,"PC","No",""]
[98958869,"UPM3 SOLAR 15-75 130 CZA EUX9 SNX","1","0680","L","98460256","Cable cpl. Signal UPM3 1000mm",1,"PC","No",""]
[98958869,"UPM3 SOLAR 15-75 130 CZA EUX9 SNX","1","0720","L","98696458","#Packaging cpl. euro pallet 175 pcs.",6.0000000000000001E-3,"PC","Yes","x","emballage"]
[98958872,"UPM3 SOLAR 15-75 130 CZA EUX9 SHI","1","0105","L","98634035","Stator w/housing shot bl. drain pos. 6",1,"PC","Yes",""]
[98958872,"UPM3 SOLAR 15-75 130 CZA EUX9 SHI","1","0135","L","98288541","O-ring D15x2",1,"PC","No",""]
[98958872,"UPM3 SOLAR 15-75 130 CZA EUX9 SHI","1","0140","L","98460464","Rotor can cpl. D28x41.4 W DEBLOCKING",1,"PC","No",""]
[98958872,"UPM3 SOLAR 15-75 130 CZA EUX9 SHI","1","0150","L","97704972","Gasket D82xD70.2x4",1,"PC","No",""]
[98958872,"UPM3 SOLAR 15-75 130 CZA EUX9 SHI","1","0220","L","98419135","#axe+roue cpl. UPM3 RS4",1,"PC","Yes","x"]
[98958872,"UPM3 SOLAR 15-75 130 CZA EUX9 SHI","1","0230","L","98152261","Hex cap screw M5x16 raw w. Eco-lubric",4,"PC","No",""]
[98958872,"UPM3 SOLAR 15-75 130 CZA EUX9 SHI","1","0240","L","98419166","Pump housing DN15-130 1\" CED",1,"PC","No",""]
[98958872,"UPM3 SOLAR 15-75 130 CZA EUX9 SHI","1","0260","L","98477859","Ctrl UPM3 PWM Hybrid Super Seal not conf",1,"PC","Yes",""]
[98958872,"UPM3 SOLAR 15-75 130 CZA EUX9 SHI","1","0290","L","98677050","Front foil Hybrid, Solar",1,"PC","No",""]
[98958872,"UPM3 SOLAR 15-75 130 CZA EUX9 SHI","1","0489","L","97570310","#Etiquette 120x60 cpl. spare",1,"PC","Yes","x"]
[98958872,"UPM3 SOLAR 15-75 130 CZA EUX9 SHI","1","0670","L","98460260","Cable cpl,. Power UPM3 1000mm",1,"PC","No",""]
[98958872,"UPM3 SOLAR 15-75 130 CZA EUX9 SHI","1","0680","L","98460256","Cable cpl. Signal UPM3 1000mm",1,"PC","No",""]
[98958872,"UPM3 SOLAR 15-75 130 CZA EUX9 SHI","1","0720","L","98661018","#Single box cpl. small UPM3",1,"PC","Yes","x","Emb. indiv. "]
[98961405,"UPM3 DHW 15-70 CIL3PPS AZJ EUX9 KOB","1","0105","L","98473428","Stator w/housing shot blasted",1,"PC","Yes",""]
[98961405,"UPM3 DHW 15-70 CIL3PPS AZJ EUX9 KOB","1","0135","L","98288541","O-ring D15x2",1,"PC","No",""]
[98961405,"UPM3 DHW 15-70 CIL3PPS AZJ EUX9 KOB","1","0140","L","98460464","Rotor can cpl. D28x41.4 W DEBLOCKING",1,"PC","No",""]
[98961405,"UPM3 DHW 15-70 CIL3PPS AZJ EUX9 KOB","1","0150","L","97704972","Gasket D82xD70.2x4",1,"PC","No",""]
[98961405,"UPM3 DHW 15-70 CIL3PPS AZJ EUX9 KOB","1","0220","L","98494812","Shaft w/impeller cpl. w/o hole",1,"PC","Yes","x"]
[98961405,"UPM3 DHW 15-70 CIL3PPS AZJ EUX9 KOB","1","0230","L","98152261","Hex cap screw M5x16 raw w. Eco-lubric",4,"PC","No",""]
[98961405,"UPM3 DHW 15-70 CIL3PPS AZJ EUX9 KOB","1","0240","L","98792795","Pump housing CIL3 130x1\" PPS 40%GF",1,"PC","Yes",""]
[98961405,"UPM3 DHW 15-70 CIL3PPS AZJ EUX9 KOB","1","0260","L","98477859","Ctrl UPM3 PWM Hybrid Super Seal not conf",1,"PC","Yes",""]
[98961405,"UPM3 DHW 15-70 CIL3PPS AZJ EUX9 KOB","1","0290","L","98838966","Front foil Hybrid, DHW - Violet",1,"PC","No",""]
[98961405,"UPM3 DHW 15-70 CIL3PPS AZJ EUX9 KOB","1","0300","L","98451691","Blind plug f/Mini Superseal",1,"PC","No",""]
[98961405,"UPM3 DHW 15-70 CIL3PPS AZJ EUX9 KOB","1","0670","L","98460260","Cable cpl,. Power UPM3 1000mm",1,"PC","No",""]
[98961405,"UPM3 DHW 15-70 CIL3PPS AZJ EUX9 KOB","1","0720","L","98692923","#Packaging cpl. half euro pallet 96 pcs.",2.7E-2,"PC","Yes","x","emballage"]
[98962125,"UPM3 FLEX AS 15-70 130 AZJ EUX9 IDF","1","0105","L","98473428","Stator w/housing shot blasted",1,"PC","Yes",""]
[98962125,"UPM3 FLEX AS 15-70 130 AZJ EUX9 IDF","1","0135","L","98288541","O-ring D15x2",1,"PC","No",""]
[98962125,"UPM3 FLEX AS 15-70 130 AZJ EUX9 IDF","1","0140","L","98460464","Rotor can cpl. D28x41.4 W DEBLOCKING",1,"PC","No",""]
[98962125,"UPM3 FLEX AS 15-70 130 AZJ EUX9 IDF","1","0150","L","97704972","Gasket D82xD70.2x4",1,"PC","No",""]
[98962125,"UPM3 FLEX AS 15-70 130 AZJ EUX9 IDF","1","0220","L","98419135","#axe+roue cpl. UPM3 RS4",1,"PC","Yes","x"]
[98962125,"UPM3 FLEX AS 15-70 130 AZJ EUX9 IDF","1","0230","L","98152261","Hex cap screw M5x16 raw w. Eco-lubric",4,"PC","No",""]
[98962125,"UPM3 FLEX AS 15-70 130 AZJ EUX9 IDF","1","0240","L","98419166","Pump housing DN15-130 1\" CED",1,"PC","No",""]
[98962125,"UPM3 FLEX AS 15-70 130 AZJ EUX9 IDF","1","0260","L","98477859","Ctrl UPM3 PWM Hybrid Super Seal not conf",1,"PC","Yes",""]
[98962125,"UPM3 FLEX AS 15-70 130 AZJ EUX9 IDF","1","0290","L","98441191","Front Foil, Hybrid",1,"PC","No",""]
[98962125,"UPM3 FLEX AS 15-70 130 AZJ EUX9 IDF","1","0670","L","98460260","Cable cpl,. Power UPM3 1000mm",1,"PC","No",""]
[98962125,"UPM3 FLEX AS 15-70 130 AZJ EUX9 IDF","1","0720","L","98692923","#Packaging cpl. half euro pallet 96 pcs.",0.02,"PC","Yes","x","emballage"]
[98962747,"UPM3 15-70 130 AZA EUX6 TAA","1","0105","L","98473428","Stator w/housing shot blasted",1,"PC","Yes",""]
[98962747,"UPM3 15-70 130 AZA EUX6 TAA","1","0135","L","98288541","O-ring D15x2",1,"PC","No",""]
[98962747,"UPM3 15-70 130 AZA EUX6 TAA","1","0140","L","98460464","Rotor can cpl. D28x41.4 W DEBLOCKING",1,"PC","No",""]
[98962747,"UPM3 15-70 130 AZA EUX6 TAA","1","0150","L","97704972","Gasket D82xD70.2x4",1,"PC","No",""]
[98962747,"UPM3 15-70 130 AZA EUX6 TAA","1","0220","L","98419135","#axe+roue cpl. UPM3 RS4",1,"PC","Yes","x"]
[98962747,"UPM3 15-70 130 AZA EUX6 TAA","1","0230","L","98152261","Hex cap screw M5x16 raw w. Eco-lubric",4,"PC","No",""]
[98962747,"UPM3 15-70 130 AZA EUX6 TAA","1","0240","L","98419166","Pump housing DN15-130 1\" CED",1,"PC","No",""]
[98962747,"UPM3 15-70 130 AZA EUX6 TAA","1","0260","L","98288597","Ctrl UPM3 PWM Super Seal not config",1,"PC","No",""]
[98962747,"UPM3 15-70 130 AZA EUX6 TAA","1","0290","L","98354083","Front Foil, PWM",1,"PC","No",""]
[98962747,"UPM3 15-70 130 AZA EUX6 TAA","1","0670","L","98460260","Cable cpl,. Power UPM3 1000mm",1,"PC","No",""]
[98962747,"UPM3 15-70 130 AZA EUX6 TAA","1","0680","L","98460256","Cable cpl. Signal UPM3 1000mm",1,"PC","No",""]
[98962747,"UPM3 15-70 130 AZA EUX6 TAA","1","0720","L","98696458","#Packaging cpl. euro pallet 175 pcs.",6.0000000000000001E-3,"PC","Yes","x","emballage"]
[98963380,"UPM3 AUTO L 25-70 130 ZZZ EUX9 UKS","1","0105","L","98473428","Stator w/housing shot blasted",1,"PC","Yes",""]
[98963380,"UPM3 AUTO L 25-70 130 ZZZ EUX9 UKS","1","0135","L","98288541","O-ring D15x2",1,"PC","No",""]
[98963380,"UPM3 AUTO L 25-70 130 ZZZ EUX9 UKS","1","0140","L","98460464","Rotor can cpl. D28x41.4 W DEBLOCKING",1,"PC","No",""]
[98963380,"UPM3 AUTO L 25-70 130 ZZZ EUX9 UKS","1","0150","L","97704972","Gasket D82xD70.2x4",1,"PC","No",""]
[98963380,"UPM3 AUTO L 25-70 130 ZZZ EUX9 UKS","1","0220","L","98419135","#axe+roue cpl. UPM3 RS4",1,"PC","Yes","x"]
[98963380,"UPM3 AUTO L 25-70 130 ZZZ EUX9 UKS","1","0230","L","98152261","Hex cap screw M5x16 raw w. Eco-lubric",4,"PC","No",""]
[98963380,"UPM3 AUTO L 25-70 130 ZZZ EUX9 UKS","1","0240","L","98446965","Pump housing DN25-130 1 1/2\" CED",1,"PC","No",""]
[98963380,"UPM3 AUTO L 25-70 130 ZZZ EUX9 UKS","1","0260","L","98477859","Ctrl UPM3 PWM Hybrid Super Seal not conf",1,"PC","Yes",""]
[98963380,"UPM3 AUTO L 25-70 130 ZZZ EUX9 UKS","1","0290","L","98441191","Front Foil, Hybrid",1,"PC","No",""]
[98963380,"UPM3 AUTO L 25-70 130 ZZZ EUX9 UKS","1","0440","L","520046","JOINT POUR R.U.  44X32X2",2,"PC","No",""]
[98963380,"UPM3 AUTO L 25-70 130 ZZZ EUX9 UKS","1","0670","L","98460258","Cable cpl. Power UPM3 1000mm",1,"PC","No",""]
[98963380,"UPM3 AUTO L 25-70 130 ZZZ EUX9 UKS","1","0720","L","98696458","#Packaging cpl. euro pallet 175 pcs.",6.0000000000000001E-3,"PC","Yes","x","emballage"]
[98964045,"UPM3 HYBRID 25-70 130 ACA EUX9 ZER","1","0105","L","98473428","Stator w/housing shot blasted",1,"PC","Yes",""]
[98964045,"UPM3 HYBRID 25-70 130 ACA EUX9 ZER","1","0135","L","98288541","O-ring D15x2",1,"PC","No",""]
[98964045,"UPM3 HYBRID 25-70 130 ACA EUX9 ZER","1","0140","L","98460464","Rotor can cpl. D28x41.4 W DEBLOCKING",1,"PC","No",""]
[98964045,"UPM3 HYBRID 25-70 130 ACA EUX9 ZER","1","0150","L","97704972","Gasket D82xD70.2x4",1,"PC","No",""]
[98964045,"UPM3 HYBRID 25-70 130 ACA EUX9 ZER","1","0220","L","98419135","#axe+roue cpl. UPM3 RS4",1,"PC","Yes","x"]
[98964045,"UPM3 HYBRID 25-70 130 ACA EUX9 ZER","1","0230","L","98152261","Hex cap screw M5x16 raw w. Eco-lubric",4,"PC","No",""]
[98964045,"UPM3 HYBRID 25-70 130 ACA EUX9 ZER","1","0240","L","98446965","Pump housing DN25-130 1 1/2\" CED",1,"PC","No",""]
[98964045,"UPM3 HYBRID 25-70 130 ACA EUX9 ZER","1","0260","L","98477859","Ctrl UPM3 PWM Hybrid Super Seal not conf",1,"PC","Yes",""]
[98964045,"UPM3 HYBRID 25-70 130 ACA EUX9 ZER","1","0290","L","98441191","Front Foil, Hybrid",1,"PC","No",""]
[98964045,"UPM3 HYBRID 25-70 130 ACA EUX9 ZER","1","0440","L","520046","JOINT POUR R.U.  44X32X2",2,"PC","No",""]
[98964045,"UPM3 HYBRID 25-70 130 ACA EUX9 ZER","1","0670","L","98460258","Cable cpl. Power UPM3 1000mm",1,"PC","No",""]
[98964045,"UPM3 HYBRID 25-70 130 ACA EUX9 ZER","1","0680","L","98460256","Cable cpl. Signal UPM3 1000mm",1,"PC","No",""]
[98964045,"UPM3 HYBRID 25-70 130 ACA EUX9 ZER","1","0720","L","98692923","#Packaging cpl. half euro pallet 96 pcs.",1.0999999999999999E-2,"PC","Yes","x","emballage"]
[98965360,"UPM3 FLEX AS 25-70 180 AZJ EUX9 RGU","1","0105","L","98473428","Stator w/housing shot blasted",1,"PC","Yes",""]
[98965360,"UPM3 FLEX AS 25-70 180 AZJ EUX9 RGU","1","0135","L","98288541","O-ring D15x2",1,"PC","No",""]
[98965360,"UPM3 FLEX AS 25-70 180 AZJ EUX9 RGU","1","0140","L","98460464","Rotor can cpl. D28x41.4 W DEBLOCKING",1,"PC","No",""]
[98965360,"UPM3 FLEX AS 25-70 180 AZJ EUX9 RGU","1","0150","L","97704972","Gasket D82xD70.2x4",1,"PC","No",""]
[98965360,"UPM3 FLEX AS 25-70 180 AZJ EUX9 RGU","1","0220","L","98419135","#axe+roue cpl. UPM3 RS4",1,"PC","Yes","x"]
[98965360,"UPM3 FLEX AS 25-70 180 AZJ EUX9 RGU","1","0230","L","98152261","Hex cap screw M5x16 raw w. Eco-lubric",4,"PC","No",""]
[98965360,"UPM3 FLEX AS 25-70 180 AZJ EUX9 RGU","1","0240","L","98446967","Pump housing DN25-180 1 1/2\" CED UPM3",1,"PC","No",""]
[98965360,"UPM3 FLEX AS 25-70 180 AZJ EUX9 RGU","1","0260","L","98477859","Ctrl UPM3 PWM Hybrid Super Seal not conf",1,"PC","Yes",""]
[98965360,"UPM3 FLEX AS 25-70 180 AZJ EUX9 RGU","1","0290","L","98441191","Front Foil, Hybrid",1,"PC","No",""]
[98965360,"UPM3 FLEX AS 25-70 180 AZJ EUX9 RGU","1","0670","L","98460260","Cable cpl,. Power UPM3 1000mm",1,"PC","No",""]
[98965360,"UPM3 FLEX AS 25-70 180 AZJ EUX9 RGU","1","0680","L","98460256","Cable cpl. Signal UPM3 1000mm",1,"PC","No",""]
[98965360,"UPM3 FLEX AS 25-70 180 AZJ EUX9 RGU","1","0720","L","98692910","#Packaging cpl. half euro pallet 96 pcs.",0.01,"PC","Yes","x","emballage"]
[98965991,"UPM3 AUTO L 32-70 180 ZZZ EUX9 SAI","1","0105","L","98473428","Stator w/housing shot blasted",1,"PC","Yes",""]
[98965991,"UPM3 AUTO L 32-70 180 ZZZ EUX9 SAI","1","0135","L","98288541","O-ring D15x2",1,"PC","No",""]
[98965991,"UPM3 AUTO L 32-70 180 ZZZ EUX9 SAI","1","0140","L","98460464","Rotor can cpl. D28x41.4 W DEBLOCKING",1,"PC","No",""]
[98965991,"UPM3 AUTO L 32-70 180 ZZZ EUX9 SAI","1","0150","L","97704972","Gasket D82xD70.2x4",1,"PC","No",""]
[98965991,"UPM3 AUTO L 32-70 180 ZZZ EUX9 SAI","1","0220","L","98419135","#axe+roue cpl. UPM3 RS4",1,"PC","Yes","x"]
[98965991,"UPM3 AUTO L 32-70 180 ZZZ EUX9 SAI","1","0230","L","98152261","Hex cap screw M5x16 raw w. Eco-lubric",4,"PC","No",""]
[98965991,"UPM3 AUTO L 32-70 180 ZZZ EUX9 SAI","1","0240","L","98446970","Pump housing DN32-180 2\" CED UPM3",1,"PC","No",""]
[98965991,"UPM3 AUTO L 32-70 180 ZZZ EUX9 SAI","1","0260","L","98477859","Ctrl UPM3 PWM Hybrid Super Seal not conf",1,"PC","Yes",""]
[98965991,"UPM3 AUTO L 32-70 180 ZZZ EUX9 SAI","1","0290","L","98441191","Front Foil, Hybrid",1,"PC","No",""]
[98965991,"UPM3 AUTO L 32-70 180 ZZZ EUX9 SAI","1","0300","L","98451691","Blind plug f/Mini Superseal",1,"PC","No",""]
[98965991,"UPM3 AUTO L 32-70 180 ZZZ EUX9 SAI","1","0430","L","98651611","Quick guide UPM3 AUTO L",1,"PC","No",""]
[98965991,"UPM3 AUTO L 32-70 180 ZZZ EUX9 SAI","1","0489","L","97570310","#Etiquette 120x60 cpl. spare",1,"PC","Yes","x"]
[98965991,"UPM3 AUTO L 32-70 180 ZZZ EUX9 SAI","1","0670","L","98373384","Cable cpl. Power UPM3 2000mm",1,"PC","No",""]
[98965991,"UPM3 AUTO L 32-70 180 ZZZ EUX9 SAI","1","0720","L","98661018","#Single box cpl. small UPM3",1,"PC","Yes","x","Emb. indiv. "]
[98966621,"UPM3 SOLAR 15-75 130 CZA EUX9 RES","1","0105","L","98634035","Stator w/housing shot bl. drain pos. 6",1,"PC","Yes",""]
[98966621,"UPM3 SOLAR 15-75 130 CZA EUX9 RES","1","0135","L","98288541","O-ring D15x2",1,"PC","No",""]
[98966621,"UPM3 SOLAR 15-75 130 CZA EUX9 RES","1","0140","L","98460464","Rotor can cpl. D28x41.4 W DEBLOCKING",1,"PC","No",""]
[98966621,"UPM3 SOLAR 15-75 130 CZA EUX9 RES","1","0150","L","97704972","Gasket D82xD70.2x4",1,"PC","No",""]
[98966621,"UPM3 SOLAR 15-75 130 CZA EUX9 RES","1","0220","L","98419135","#axe+roue cpl. UPM3 RS4",1,"PC","Yes","x"]
[98966621,"UPM3 SOLAR 15-75 130 CZA EUX9 RES","1","0230","L","98152261","Hex cap screw M5x16 raw w. Eco-lubric",4,"PC","No",""]
[98966621,"UPM3 SOLAR 15-75 130 CZA EUX9 RES","1","0240","L","98419166","Pump housing DN15-130 1\" CED",1,"PC","No",""]
[98966621,"UPM3 SOLAR 15-75 130 CZA EUX9 RES","1","0260","L","98477859","Ctrl UPM3 PWM Hybrid Super Seal not conf",1,"PC","Yes",""]
[98966621,"UPM3 SOLAR 15-75 130 CZA EUX9 RES","1","0290","L","98677050","Front foil Hybrid, Solar",1,"PC","No",""]
[98966621,"UPM3 SOLAR 15-75 130 CZA EUX9 RES","1","0430","L","98603956","Quick guide UPM3 SOLAR",1,"PC","No",""]
[98966621,"UPM3 SOLAR 15-75 130 CZA EUX9 RES","1","0489","L","97570310","#Etiquette 120x60 cpl. spare",1,"PC","Yes","x"]
[98966621,"UPM3 SOLAR 15-75 130 CZA EUX9 RES","1","0720","L","98661018","#Single box cpl. small UPM3",1,"PC","Yes","x","Emb. indiv. "]
[98967044,"UPM3 FLEX AS 25-70 180 AZJ EUX9 RMA","1","0105","L","98473428","Stator w/housing shot blasted",1,"PC","Yes",""]
[98967044,"UPM3 FLEX AS 25-70 180 AZJ EUX9 RMA","1","0135","L","98288541","O-ring D15x2",1,"PC","No",""]
[98967044,"UPM3 FLEX AS 25-70 180 AZJ EUX9 RMA","1","0140","L","98460464","Rotor can cpl. D28x41.4 W DEBLOCKING",1,"PC","No",""]
[98967044,"UPM3 FLEX AS 25-70 180 AZJ EUX9 RMA","1","0150","L","97704972","Gasket D82xD70.2x4",1,"PC","No",""]
[98967044,"UPM3 FLEX AS 25-70 180 AZJ EUX9 RMA","1","0220","L","98419135","#axe+roue cpl. UPM3 RS4",1,"PC","Yes","x"]
[98967044,"UPM3 FLEX AS 25-70 180 AZJ EUX9 RMA","1","0230","L","98152261","Hex cap screw M5x16 raw w. Eco-lubric",4,"PC","No",""]
[98967044,"UPM3 FLEX AS 25-70 180 AZJ EUX9 RMA","1","0240","L","98446967","Pump housing DN25-180 1 1/2\" CED UPM3",1,"PC","No",""]
[98967044,"UPM3 FLEX AS 25-70 180 AZJ EUX9 RMA","1","0260","L","98477859","Ctrl UPM3 PWM Hybrid Super Seal not conf",1,"PC","Yes",""]
[98967044,"UPM3 FLEX AS 25-70 180 AZJ EUX9 RMA","1","0290","L","98441191","Front Foil, Hybrid",1,"PC","No",""]
[98967044,"UPM3 FLEX AS 25-70 180 AZJ EUX9 RMA","1","0300","L","98451691","Blind plug f/Mini Superseal",1,"PC","No",""]
[98967044,"UPM3 FLEX AS 25-70 180 AZJ EUX9 RMA","1","0670","L","98373384","Cable cpl. Power UPM3 2000mm",1,"PC","No",""]
[98967044,"UPM3 FLEX AS 25-70 180 AZJ EUX9 RMA","1","0720","L","98692892","#Packaging cpl. euro pallet 150 pcs.",7.0000000000000001E-3,"PC","Yes","x","emballage"]
[98967045,"UPM3 FLEX AS 25-70 180 AZJ EUX0 TNG","1","0105","L","98473428","Stator w/housing shot blasted",1,"PC","Yes",""]
[98967045,"UPM3 FLEX AS 25-70 180 AZJ EUX0 TNG","1","0135","L","98288541","O-ring D15x2",1,"PC","No",""]
[98967045,"UPM3 FLEX AS 25-70 180 AZJ EUX0 TNG","1","0140","L","98460464","Rotor can cpl. D28x41.4 W DEBLOCKING",1,"PC","No",""]
[98967045,"UPM3 FLEX AS 25-70 180 AZJ EUX0 TNG","1","0150","L","97704972","Gasket D82xD70.2x4",1,"PC","No",""]
[98967045,"UPM3 FLEX AS 25-70 180 AZJ EUX0 TNG","1","0220","L","98419135","#axe+roue cpl. UPM3 RS4",1,"PC","Yes","x"]
[98967045,"UPM3 FLEX AS 25-70 180 AZJ EUX0 TNG","1","0230","L","98152261","Hex cap screw M5x16 raw w. Eco-lubric",4,"PC","No",""]
[98967045,"UPM3 FLEX AS 25-70 180 AZJ EUX0 TNG","1","0240","L","98446967","Pump housing DN25-180 1 1/2\" CED UPM3",1,"PC","No",""]
[98967045,"UPM3 FLEX AS 25-70 180 AZJ EUX0 TNG","1","0260","L","98477859","Ctrl UPM3 PWM Hybrid Super Seal not conf",1,"PC","Yes",""]
[98967045,"UPM3 FLEX AS 25-70 180 AZJ EUX0 TNG","1","0290","L","98441191","Front Foil, Hybrid",1,"PC","No",""]
[98967045,"UPM3 FLEX AS 25-70 180 AZJ EUX0 TNG","1","0300","L","98451691","Blind plug f/Mini Superseal",1,"PC","No",""]
[98967045,"UPM3 FLEX AS 25-70 180 AZJ EUX0 TNG","1","0670","L","98616020","Cable cpl. Power UPM3 1000mm",1,"PC","No",""]
[98967045,"UPM3 FLEX AS 25-70 180 AZJ EUX0 TNG","1","0720","L","98692910","#Packaging cpl. half euro pallet 96 pcs.",0.01,"PC","Yes","x","emballage"]
[98969904,"UPM3 25-75 180 CZA EUX9 KES","1","0105","L","98473428","Stator w/housing shot blasted",1,"PC","Yes",""]
[98969904,"UPM3 25-75 180 CZA EUX9 KES","1","0135","L","98288541","O-ring D15x2",1,"PC","No",""]
[98969904,"UPM3 25-75 180 CZA EUX9 KES","1","0140","L","98460464","Rotor can cpl. D28x41.4 W DEBLOCKING",1,"PC","No",""]
[98969904,"UPM3 25-75 180 CZA EUX9 KES","1","0150","L","97704972","Gasket D82xD70.2x4",1,"PC","No",""]
[98969904,"UPM3 25-75 180 CZA EUX9 KES","1","0220","L","98419135","#axe+roue cpl. UPM3 RS4",1,"PC","Yes","x"]
[98969904,"UPM3 25-75 180 CZA EUX9 KES","1","0230","L","98152261","Hex cap screw M5x16 raw w. Eco-lubric",4,"PC","No",""]
[98969904,"UPM3 25-75 180 CZA EUX9 KES","1","0240","L","98446967","Pump housing DN25-180 1 1/2\" CED UPM3",1,"PC","No",""]
[98969904,"UPM3 25-75 180 CZA EUX9 KES","1","0260","L","98288597","Ctrl UPM3 PWM Super Seal not config",1,"PC","No",""]
[98969904,"UPM3 25-75 180 CZA EUX9 KES","1","0290","L","98354083","Front Foil, PWM",1,"PC","No",""]
[98969904,"UPM3 25-75 180 CZA EUX9 KES","1","0670","L","98460259","Cable cpl. Power UPM3 4000mm",1,"PC","No",""]
[98969904,"UPM3 25-75 180 CZA EUX9 KES","1","0680","L","98347385","Cable cpl. Signal UPM3 2000mm",1,"PC","No",""]
[98969904,"UPM3 25-75 180 CZA EUX9 KES","1","0720","L","98692910","#Packaging cpl. half euro pallet 96 pcs.",0.02,"PC","Yes","x","emballage"]
[98969932,"UPM3 25-75 N 180 CZA EUX9 KES","1","0105","L","98473428","Stator w/housing shot blasted",1,"PC","Yes",""]
[98969932,"UPM3 25-75 N 180 CZA EUX9 KES","1","0135","L","98288541","O-ring D15x2",1,"PC","No",""]
[98969932,"UPM3 25-75 N 180 CZA EUX9 KES","1","0140","L","98460464","Rotor can cpl. D28x41.4 W DEBLOCKING",1,"PC","No",""]
[98969932,"UPM3 25-75 N 180 CZA EUX9 KES","1","0150","L","97704972","Gasket D82xD70.2x4",1,"PC","No",""]
[98969932,"UPM3 25-75 N 180 CZA EUX9 KES","1","0220","L","98494812","Shaft w/impeller cpl. w/o hole",1,"PC","Yes","x"]
[98969932,"UPM3 25-75 N 180 CZA EUX9 KES","1","0230","L","98152261","Hex cap screw M5x16 raw w. Eco-lubric",4,"PC","No",""]
[98969932,"UPM3 25-75 N 180 CZA EUX9 KES","1","0240","L","98601972","Pump housing cpl. DN25-180 1 1/2\" N UPM3",1,"PC","No",""]
[98969932,"UPM3 25-75 N 180 CZA EUX9 KES","1","0260","L","98288597","Ctrl UPM3 PWM Super Seal not config",1,"PC","No",""]
[98969932,"UPM3 25-75 N 180 CZA EUX9 KES","1","0290","L","98354083","Front Foil, PWM",1,"PC","No",""]
[98969932,"UPM3 25-75 N 180 CZA EUX9 KES","1","0670","L","98460259","Cable cpl. Power UPM3 4000mm",1,"PC","No",""]
[98969932,"UPM3 25-75 N 180 CZA EUX9 KES","1","0680","L","98347385","Cable cpl. Signal UPM3 2000mm",1,"PC","No",""]
[98969932,"UPM3 25-75 N 180 CZA EUX9 KES","1","0720","L","98692892","#Packaging cpl. euro pallet 150 pcs.",7.0000000000000001E-3,"PC","Yes","x","emballage"]
[98970795,"UPM3K FLEX AS 25-70 130 AZJ EUX0 HSR","1","0105","L","98473430","Stator w/housing CED, drain hole pos. 6",1,"PC","Yes",""]
[98970795,"UPM3K FLEX AS 25-70 130 AZJ EUX0 HSR","1","0135","L","98288541","O-ring D15x2",1,"PC","No",""]
[98970795,"UPM3K FLEX AS 25-70 130 AZJ EUX0 HSR","1","0140","L","98460464","Rotor can cpl. D28x41.4 W DEBLOCKING",1,"PC","No",""]
[98970795,"UPM3K FLEX AS 25-70 130 AZJ EUX0 HSR","1","0150","L","97704972","Gasket D82xD70.2x4",1,"PC","No",""]
[98970795,"UPM3K FLEX AS 25-70 130 AZJ EUX0 HSR","1","0220","L","98419135","#axe+roue cpl. UPM3 RS4",1,"PC","Yes","x"]
[98970795,"UPM3K FLEX AS 25-70 130 AZJ EUX0 HSR","1","0230","L","98152261","Hex cap screw M5x16 raw w. Eco-lubric",4,"PC","No",""]
[98970795,"UPM3K FLEX AS 25-70 130 AZJ EUX0 HSR","1","0240","L","98446965","Pump housing DN25-130 1 1/2\" CED",1,"PC","No",""]
[98970795,"UPM3K FLEX AS 25-70 130 AZJ EUX0 HSR","1","0260","L","98477859","Ctrl UPM3 PWM Hybrid Super Seal not conf",1,"PC","Yes",""]
[98970795,"UPM3K FLEX AS 25-70 130 AZJ EUX0 HSR","1","0290","L","98838925","Front foil Hybrid, K (Condensing) - Blue",1,"PC","No",""]
[98970795,"UPM3K FLEX AS 25-70 130 AZJ EUX0 HSR","1","0670","L","98460260","Cable cpl,. Power UPM3 1000mm",1,"PC","No",""]
[98970795,"UPM3K FLEX AS 25-70 130 AZJ EUX0 HSR","1","0680","L","98460256","Cable cpl. Signal UPM3 1000mm",1,"PC","No",""]
[98970795,"UPM3K FLEX AS 25-70 130 AZJ EUX0 HSR","1","0720","L","98692923","#Packaging cpl. half euro pallet 96 pcs.",0.02,"PC","Yes","x","emballage"]
[98973548,"UPM3 FLEX AS 15-70 CACAO AZJ EUX9 TE","1","0105","L","98473428","Stator w/housing shot blasted",1,"PC","Yes",""]
[98973548,"UPM3 FLEX AS 15-70 CACAO AZJ EUX9 TE","1","0135","L","98288541","O-ring D15x2",1,"PC","No",""]
[98973548,"UPM3 FLEX AS 15-70 CACAO AZJ EUX9 TE","1","0140","L","98460464","Rotor can cpl. D28x41.4 W DEBLOCKING",1,"PC","No",""]
[98973548,"UPM3 FLEX AS 15-70 CACAO AZJ EUX9 TE","1","0150","L","97704972","Gasket D82xD70.2x4",1,"PC","No",""]
[98973548,"UPM3 FLEX AS 15-70 CACAO AZJ EUX9 TE","1","0220","L","98419135","#axe+roue cpl. UPM3 RS4",1,"PC","Yes","x"]
[98973548,"UPM3 FLEX AS 15-70 CACAO AZJ EUX9 TE","1","0230","L","98152261","Hex cap screw M5x16 raw w. Eco-lubric",4,"PC","No",""]
[98973548,"UPM3 FLEX AS 15-70 CACAO AZJ EUX9 TE","1","0240","L","98095194","Pump housing cpl. Cacao C2 UPM2",1,"PC","No",""]
[98973548,"UPM3 FLEX AS 15-70 CACAO AZJ EUX9 TE","1","0260","L","98477859","Ctrl UPM3 PWM Hybrid Super Seal not conf",1,"PC","Yes",""]
[98973548,"UPM3 FLEX AS 15-70 CACAO AZJ EUX9 TE","1","0290","L","98441191","Front Foil, Hybrid",1,"PC","No",""]
[98973548,"UPM3 FLEX AS 15-70 CACAO AZJ EUX9 TE","1","0300","L","98451691","Blind plug f/Mini Superseal",1,"PC","No",""]
[98973548,"UPM3 FLEX AS 15-70 CACAO AZJ EUX9 TE","1","0670","L","98460258","Cable cpl. Power UPM3 1000mm",1,"PC","No",""]
[98973548,"UPM3 FLEX AS 15-70 CACAO AZJ EUX9 TE","1","0720","L","98696458","#Packaging cpl. euro pallet 175 pcs.",6.0000000000000001E-3,"PC","Yes","x","emballage"]
[98973799,"UPM3 AUTO L 15-70 CIL3 ZZZ EUX0 TAO","1","0105","L","98473428","Stator w/housing shot blasted",1,"PC","Yes",""]
[98973799,"UPM3 AUTO L 15-70 CIL3 ZZZ EUX0 TAO","1","0135","L","98288541","O-ring D15x2",1,"PC","No",""]
[98973799,"UPM3 AUTO L 15-70 CIL3 ZZZ EUX0 TAO","1","0140","L","98460464","Rotor can cpl. D28x41.4 W DEBLOCKING",1,"PC","No",""]
[98973799,"UPM3 AUTO L 15-70 CIL3 ZZZ EUX0 TAO","1","0150","L","97704972","Gasket D82xD70.2x4",1,"PC","No",""]
[98973799,"UPM3 AUTO L 15-70 CIL3 ZZZ EUX0 TAO","1","0220","L","98419135","#axe+roue cpl. UPM3 RS4",1,"PC","Yes","x"]
[98973799,"UPM3 AUTO L 15-70 CIL3 ZZZ EUX0 TAO","1","0230","L","98152261","Hex cap screw M5x16 raw w. Eco-lubric",4,"PC","No",""]
[98973799,"UPM3 AUTO L 15-70 CIL3 ZZZ EUX0 TAO","1","0240","L","98792795","Pump housing CIL3 130x1\" PPS 40%GF",1,"PC","Yes",""]
[98973799,"UPM3 AUTO L 15-70 CIL3 ZZZ EUX0 TAO","1","0260","L","98477859","Ctrl UPM3 PWM Hybrid Super Seal not conf",1,"PC","Yes",""]
[98973799,"UPM3 AUTO L 15-70 CIL3 ZZZ EUX0 TAO","1","0290","L","98441191","Front Foil, Hybrid",1,"PC","No",""]
[98973799,"UPM3 AUTO L 15-70 CIL3 ZZZ EUX0 TAO","1","0300","L","98451691","Blind plug f/Mini Superseal",1,"PC","No",""]
[98973799,"UPM3 AUTO L 15-70 CIL3 ZZZ EUX0 TAO","1","0430","L","98651611","Quick guide UPM3 AUTO L",1,"PC","No",""]
[98973799,"UPM3 AUTO L 15-70 CIL3 ZZZ EUX0 TAO","1","0670","L","98373384","Cable cpl. Power UPM3 2000mm",1,"PC","No",""]
[98973799,"UPM3 AUTO L 15-70 CIL3 ZZZ EUX0 TAO","1","0720","L","98692923","#Packaging cpl. half euro pallet 96 pcs.",0.02,"PC","Yes","x","emballage"]
[98976518,"UPM3 25-75 180 AZA EUX3 SVO","1","0105","L","98473428","Stator w/housing shot blasted",1,"PC","Yes",""]
[98976518,"UPM3 25-75 180 AZA EUX3 SVO","1","0135","L","98288541","O-ring D15x2",1,"PC","No",""]
[98976518,"UPM3 25-75 180 AZA EUX3 SVO","1","0140","L","98460464","Rotor can cpl. D28x41.4 W DEBLOCKING",1,"PC","No",""]
[98976518,"UPM3 25-75 180 AZA EUX3 SVO","1","0150","L","97704972","Gasket D82xD70.2x4",1,"PC","No",""]
[98976518,"UPM3 25-75 180 AZA EUX3 SVO","1","0220","L","98419135","#axe+roue cpl. UPM3 RS4",1,"PC","Yes","x"]
[98976518,"UPM3 25-75 180 AZA EUX3 SVO","1","0230","L","98152261","Hex cap screw M5x16 raw w. Eco-lubric",4,"PC","No",""]
[98976518,"UPM3 25-75 180 AZA EUX3 SVO","1","0240","L","98446967","Pump housing DN25-180 1 1/2\" CED UPM3",1,"PC","No",""]
[98976518,"UPM3 25-75 180 AZA EUX3 SVO","1","0260","L","98288597","Ctrl UPM3 PWM Super Seal not config",1,"PC","No",""]
[98976518,"UPM3 25-75 180 AZA EUX3 SVO","1","0290","L","98354083","Front Foil, PWM",1,"PC","No",""]
[98976518,"UPM3 25-75 180 AZA EUX3 SVO","1","0440","L","520046","JOINT POUR R.U.  44X32X2",2,"PC","No",""]
[98976518,"UPM3 25-75 180 AZA EUX3 SVO","1","0489","L","97570310","#Etiquette 120x60 cpl. spare",1,"PC","Yes","x"]
[98976518,"UPM3 25-75 180 AZA EUX3 SVO","1","0670","L","98373384","Cable cpl. Power UPM3 2000mm",1,"PC","No",""]
[98976518,"UPM3 25-75 180 AZA EUX3 SVO","1","0680","L","98347385","Cable cpl. Signal UPM3 2000mm",1,"PC","No",""]
[98976518,"UPM3 25-75 180 AZA EUX3 SVO","1","0720","L","98661018","#Single box cpl. small UPM3",1,"PC","Yes","x","Emb. indiv. "]
[98977304,"UPM3 AUTO L 15-50 130 ZZZ EUX9 ED","1","0105","L","98473428","Stator w/housing shot blasted",1,"PC","Yes",""]
[98977304,"UPM3 AUTO L 15-50 130 ZZZ EUX9 ED","1","0135","L","98288541","O-ring D15x2",1,"PC","No",""]
[98977304,"UPM3 AUTO L 15-50 130 ZZZ EUX9 ED","1","0140","L","98460464","Rotor can cpl. D28x41.4 W DEBLOCKING",1,"PC","No",""]
[98977304,"UPM3 AUTO L 15-50 130 ZZZ EUX9 ED","1","0150","L","97704972","Gasket D82xD70.2x4",1,"PC","No",""]
[98977304,"UPM3 AUTO L 15-50 130 ZZZ EUX9 ED","1","0220","L","98419135","#axe+roue cpl. UPM3 RS4",1,"PC","Yes","x"]
[98977304,"UPM3 AUTO L 15-50 130 ZZZ EUX9 ED","1","0230","L","98152261","Hex cap screw M5x16 raw w. Eco-lubric",4,"PC","No",""]
[98977304,"UPM3 AUTO L 15-50 130 ZZZ EUX9 ED","1","0240","L","98419166","Pump housing DN15-130 1\" CED",1,"PC","No",""]
[98977304,"UPM3 AUTO L 15-50 130 ZZZ EUX9 ED","1","0260","L","98477859","Ctrl UPM3 PWM Hybrid Super Seal not conf",1,"PC","Yes",""]
[98977304,"UPM3 AUTO L 15-50 130 ZZZ EUX9 ED","1","0290","L","98441191","Front Foil, Hybrid",1,"PC","No",""]
[98977304,"UPM3 AUTO L 15-50 130 ZZZ EUX9 ED","1","0430","L","98651611","Quick guide UPM3 AUTO L",1,"PC","No",""]
[98977304,"UPM3 AUTO L 15-50 130 ZZZ EUX9 ED","1","0489","L","97570310","#Etiquette 120x60 cpl. spare",1,"PC","Yes","x"]
[98977304,"UPM3 AUTO L 15-50 130 ZZZ EUX9 ED","1","0670","L","98460260","Cable cpl,. Power UPM3 1000mm",1,"PC","No",""]
[98977304,"UPM3 AUTO L 15-50 130 ZZZ EUX9 ED","1","0720","L","98661018","#Single box cpl. small UPM3",1,"PC","Yes","x","Emb. indiv. "]
[98977400,"UPM3 AUTO 25-50 180 ZZZ EUX9 WU","1","0105","L","98473428","Stator w/housing shot blasted",1,"PC","Yes",""]
[98977400,"UPM3 AUTO 25-50 180 ZZZ EUX9 WU","1","0135","L","98288541","O-ring D15x2",1,"PC","No",""]
[98977400,"UPM3 AUTO 25-50 180 ZZZ EUX9 WU","1","0140","L","98460464","Rotor can cpl. D28x41.4 W DEBLOCKING",1,"PC","No",""]
[98977400,"UPM3 AUTO 25-50 180 ZZZ EUX9 WU","1","0150","L","97704972","Gasket D82xD70.2x4",1,"PC","No",""]
[98977400,"UPM3 AUTO 25-50 180 ZZZ EUX9 WU","1","0220","L","98419135","#axe+roue cpl. UPM3 RS4",1,"PC","Yes","x"]
[98977400,"UPM3 AUTO 25-50 180 ZZZ EUX9 WU","1","0230","L","98152261","Hex cap screw M5x16 raw w. Eco-lubric",4,"PC","No",""]
[98977400,"UPM3 AUTO 25-50 180 ZZZ EUX9 WU","1","0240","L","98446967","Pump housing DN25-180 1 1/2\" CED UPM3",1,"PC","No",""]
[98977400,"UPM3 AUTO 25-50 180 ZZZ EUX9 WU","1","0260","L","98477859","Ctrl UPM3 PWM Hybrid Super Seal not conf",1,"PC","Yes",""]
[98977400,"UPM3 AUTO 25-50 180 ZZZ EUX9 WU","1","0290","L","98441191","Front Foil, Hybrid",1,"PC","No",""]
[98977400,"UPM3 AUTO 25-50 180 ZZZ EUX9 WU","1","0300","L","98451691","Blind plug f/Mini Superseal",1,"PC","No",""]
[98977400,"UPM3 AUTO 25-50 180 ZZZ EUX9 WU","1","0430","L","98651459","Quick guide UPM3 AUTO",1,"PC","No",""]
[98977400,"UPM3 AUTO 25-50 180 ZZZ EUX9 WU","1","0440","L","520046","JOINT POUR R.U.  44X32X2",2,"PC","No",""]
[98977400,"UPM3 AUTO 25-50 180 ZZZ EUX9 WU","1","0489","L","97570310","#Etiquette 120x60 cpl. spare",1,"PC","Yes","x"]
[98977400,"UPM3 AUTO 25-50 180 ZZZ EUX9 WU","1","0720","L","98661018","#Single box cpl. small UPM3",1,"PC","Yes","x","Emb. indiv. "]
[98977791,"UPM3 HYBRID 15-70 130 ACA EUX9 AZP","1","0105","L","98473428","Stator w/housing shot blasted",1,"PC","Yes",""]
[98977791,"UPM3 HYBRID 15-70 130 ACA EUX9 AZP","1","0135","L","98288541","O-ring D15x2",1,"PC","No",""]
[98977791,"UPM3 HYBRID 15-70 130 ACA EUX9 AZP","1","0140","L","98460464","Rotor can cpl. D28x41.4 W DEBLOCKING",1,"PC","No",""]
[98977791,"UPM3 HYBRID 15-70 130 ACA EUX9 AZP","1","0150","L","97704972","Gasket D82xD70.2x4",1,"PC","No",""]
[98977791,"UPM3 HYBRID 15-70 130 ACA EUX9 AZP","1","0220","L","98419135","#axe+roue cpl. UPM3 RS4",1,"PC","Yes","x"]
[98977791,"UPM3 HYBRID 15-70 130 ACA EUX9 AZP","1","0230","L","98152261","Hex cap screw M5x16 raw w. Eco-lubric",4,"PC","No",""]
[98977791,"UPM3 HYBRID 15-70 130 ACA EUX9 AZP","1","0240","L","98419166","Pump housing DN15-130 1\" CED",1,"PC","No",""]
[98977791,"UPM3 HYBRID 15-70 130 ACA EUX9 AZP","1","0260","L","98477859","Ctrl UPM3 PWM Hybrid Super Seal not conf",1,"PC","Yes",""]
[98977791,"UPM3 HYBRID 15-70 130 ACA EUX9 AZP","1","0290","L","98441191","Front Foil, Hybrid",1,"PC","No",""]
[98977791,"UPM3 HYBRID 15-70 130 ACA EUX9 AZP","1","0670","L","98616051","Cable cpl. Power UPM3 2000mm",1,"PC","No",""]
[98977791,"UPM3 HYBRID 15-70 130 ACA EUX9 AZP","1","0680","L","98347385","Cable cpl. Signal UPM3 2000mm",1,"PC","No",""]
[98977791,"UPM3 HYBRID 15-70 130 ACA EUX9 AZP","1","0720","L","98692923","#Packaging cpl. half euro pallet 96 pcs.",2.7E-2,"PC","Yes","x","emballage"]
[98980595,"UPM3 HYBRID 15-70 130 ACA EUX0 TAO","1","0105","L","98473428","Stator w/housing shot blasted",1,"PC","Yes",""]
[98980595,"UPM3 HYBRID 15-70 130 ACA EUX0 TAO","1","0135","L","98288541","O-ring D15x2",1,"PC","No",""]
[98980595,"UPM3 HYBRID 15-70 130 ACA EUX0 TAO","1","0140","L","98460464","Rotor can cpl. D28x41.4 W DEBLOCKING",1,"PC","No",""]
[98980595,"UPM3 HYBRID 15-70 130 ACA EUX0 TAO","1","0150","L","97704972","Gasket D82xD70.2x4",1,"PC","No",""]
[98980595,"UPM3 HYBRID 15-70 130 ACA EUX0 TAO","1","0220","L","98419135","#axe+roue cpl. UPM3 RS4",1,"PC","Yes","x"]
[98980595,"UPM3 HYBRID 15-70 130 ACA EUX0 TAO","1","0230","L","98152261","Hex cap screw M5x16 raw w. Eco-lubric",4,"PC","No",""]
[98980595,"UPM3 HYBRID 15-70 130 ACA EUX0 TAO","1","0240","L","98419166","Pump housing DN15-130 1\" CED",1,"PC","No",""]
[98980595,"UPM3 HYBRID 15-70 130 ACA EUX0 TAO","1","0260","L","98477859","Ctrl UPM3 PWM Hybrid Super Seal not conf",1,"PC","Yes",""]
[98980595,"UPM3 HYBRID 15-70 130 ACA EUX0 TAO","1","0290","L","98441191","Front Foil, Hybrid",1,"PC","No",""]
[98980595,"UPM3 HYBRID 15-70 130 ACA EUX0 TAO","1","0430","L","98603930","Quick guide UPM3 HYBRID",1,"PC","No",""]
[98980595,"UPM3 HYBRID 15-70 130 ACA EUX0 TAO","1","0720","L","98692923","#Packaging cpl. half euro pallet 96 pcs.",2.1000000000000001E-2,"PC","Yes","x","emballage"]
[98980842,"UPM3 AUTO L 25-70 180 ZZZ EUX6 EDM","1","0105","L","98473428","Stator w/housing shot blasted",1,"PC","Yes",""]
[98980842,"UPM3 AUTO L 25-70 180 ZZZ EUX6 EDM","1","0135","L","98288541","O-ring D15x2",1,"PC","No",""]
[98980842,"UPM3 AUTO L 25-70 180 ZZZ EUX6 EDM","1","0140","L","98460464","Rotor can cpl. D28x41.4 W DEBLOCKING",1,"PC","No",""]
[98980842,"UPM3 AUTO L 25-70 180 ZZZ EUX6 EDM","1","0150","L","97704972","Gasket D82xD70.2x4",1,"PC","No",""]
[98980842,"UPM3 AUTO L 25-70 180 ZZZ EUX6 EDM","1","0220","L","98419135","#axe+roue cpl. UPM3 RS4",1,"PC","Yes","x"]
[98980842,"UPM3 AUTO L 25-70 180 ZZZ EUX6 EDM","1","0230","L","98152261","Hex cap screw M5x16 raw w. Eco-lubric",4,"PC","No",""]
[98980842,"UPM3 AUTO L 25-70 180 ZZZ EUX6 EDM","1","0240","L","98446967","Pump housing DN25-180 1 1/2\" CED UPM3",1,"PC","No",""]
[98980842,"UPM3 AUTO L 25-70 180 ZZZ EUX6 EDM","1","0260","L","98477859","Ctrl UPM3 PWM Hybrid Super Seal not conf",1,"PC","Yes",""]
[98980842,"UPM3 AUTO L 25-70 180 ZZZ EUX6 EDM","1","0290","L","98441191","Front Foil, Hybrid",1,"PC","No",""]
[98980842,"UPM3 AUTO L 25-70 180 ZZZ EUX6 EDM","1","0440","L","520046","JOINT POUR R.U.  44X32X2",2,"PC","No",""]
[98980842,"UPM3 AUTO L 25-70 180 ZZZ EUX6 EDM","1","0489","L","97570310","#Etiquette 120x60 cpl. spare",1,"PC","Yes","x"]
[98980842,"UPM3 AUTO L 25-70 180 ZZZ EUX6 EDM","1","0670","L","98373382","Cable cpl. Power UPM3 2000mm",1,"PC","No",""]
[98980842,"UPM3 AUTO L 25-70 180 ZZZ EUX6 EDM","1","0720","L","98661018","#Single box cpl. small UPM3",1,"PC","Yes","x","Emb. indiv. "]
[98980861,"Spare head UPM3 7.5m CHB WO 2072164","1","0105","L","98473428","Stator w/housing shot blasted",1,"PC","Yes",""]
[98980861,"Spare head UPM3 7.5m CHB WO 2072164","1","0135","L","98288541","O-ring D15x2",1,"PC","No",""]
[98980861,"Spare head UPM3 7.5m CHB WO 2072164","1","0140","L","98460464","Rotor can cpl. D28x41.4 W DEBLOCKING",1,"PC","No",""]
[98980861,"Spare head UPM3 7.5m CHB WO 2072164","1","0150","L","97704972","Gasket D82xD70.2x4",1,"PC","No",""]
[98980861,"Spare head UPM3 7.5m CHB WO 2072164","1","0220","L","98419135","#axe+roue cpl. UPM3 RS4",1,"PC","Yes","x"]
[98980861,"Spare head UPM3 7.5m CHB WO 2072164","1","0260","L","98288597","Ctrl UPM3 PWM Super Seal not config",1,"PC","No",""]
[98980861,"Spare head UPM3 7.5m CHB WO 2072164","1","0290","L","98354083","Front Foil, PWM",1,"PC","No",""]
[98980861,"Spare head UPM3 7.5m CHB WO 2072164","1","0430","L","98603098","Quick guide UPM3 PWM replac. pump head",1,"PC","No",""]
[98980861,"Spare head UPM3 7.5m CHB WO 2072164","1","0440","L","98400958","Sachet avec 4 vis 98152261",1,"PC","Yes",""]
[98980861,"Spare head UPM3 7.5m CHB WO 2072164","1","0489","L","97570310","#Etiquette 120x60 cpl. spare",1,"PC","Yes","x"]
[98980861,"Spare head UPM3 7.5m CHB WO 2072164","1","0720","L","98661020","#Single box cpl. pump head UPM3",1,"PC","Yes","x","Emb. indiv. "]
[98981360,"UPM3 HYBRID 15-70 130 ACA EUX9 MB","1","0105","L","98473428","Stator w/housing shot blasted",1,"PC","Yes",""]
[98981360,"UPM3 HYBRID 15-70 130 ACA EUX9 MB","1","0135","L","98288541","O-ring D15x2",1,"PC","No",""]
[98981360,"UPM3 HYBRID 15-70 130 ACA EUX9 MB","1","0140","L","98460464","Rotor can cpl. D28x41.4 W DEBLOCKING",1,"PC","No",""]
[98981360,"UPM3 HYBRID 15-70 130 ACA EUX9 MB","1","0150","L","97704972","Gasket D82xD70.2x4",1,"PC","No",""]
[98981360,"UPM3 HYBRID 15-70 130 ACA EUX9 MB","1","0220","L","98419135","#axe+roue cpl. UPM3 RS4",1,"PC","Yes","x"]
[98981360,"UPM3 HYBRID 15-70 130 ACA EUX9 MB","1","0230","L","98152261","Hex cap screw M5x16 raw w. Eco-lubric",4,"PC","No",""]
[98981360,"UPM3 HYBRID 15-70 130 ACA EUX9 MB","1","0240","L","98419166","Pump housing DN15-130 1\" CED",1,"PC","No",""]
[98981360,"UPM3 HYBRID 15-70 130 ACA EUX9 MB","1","0260","L","98477859","Ctrl UPM3 PWM Hybrid Super Seal not conf",1,"PC","Yes",""]
[98981360,"UPM3 HYBRID 15-70 130 ACA EUX9 MB","1","0290","L","98441191","Front Foil, Hybrid",1,"PC","No",""]
[98981360,"UPM3 HYBRID 15-70 130 ACA EUX9 MB","1","0430","L","98603930","Quick guide UPM3 HYBRID",1,"PC","No",""]
[98981360,"UPM3 HYBRID 15-70 130 ACA EUX9 MB","1","0720","L","98692923","#Packaging cpl. half euro pallet 96 pcs.",2.1000000000000001E-2,"PC","Yes","x","emballage"]
[98981391,"UPM3 HYBRID 25-70 180 ACA EUX9 MB","1","0105","L","98473428","Stator w/housing shot blasted",1,"PC","Yes",""]
[98981391,"UPM3 HYBRID 25-70 180 ACA EUX9 MB","1","0135","L","98288541","O-ring D15x2",1,"PC","No",""]
[98981391,"UPM3 HYBRID 25-70 180 ACA EUX9 MB","1","0140","L","98460464","Rotor can cpl. D28x41.4 W DEBLOCKING",1,"PC","No",""]
[98981391,"UPM3 HYBRID 25-70 180 ACA EUX9 MB","1","0150","L","97704972","Gasket D82xD70.2x4",1,"PC","No",""]
[98981391,"UPM3 HYBRID 25-70 180 ACA EUX9 MB","1","0220","L","98419135","#axe+roue cpl. UPM3 RS4",1,"PC","Yes","x"]
[98981391,"UPM3 HYBRID 25-70 180 ACA EUX9 MB","1","0230","L","98152261","Hex cap screw M5x16 raw w. Eco-lubric",4,"PC","No",""]
[98981391,"UPM3 HYBRID 25-70 180 ACA EUX9 MB","1","0240","L","98446967","Pump housing DN25-180 1 1/2\" CED UPM3",1,"PC","No",""]
[98981391,"UPM3 HYBRID 25-70 180 ACA EUX9 MB","1","0260","L","98477859","Ctrl UPM3 PWM Hybrid Super Seal not conf",1,"PC","Yes",""]
[98981391,"UPM3 HYBRID 25-70 180 ACA EUX9 MB","1","0290","L","98441191","Front Foil, Hybrid",1,"PC","No",""]
[98981391,"UPM3 HYBRID 25-70 180 ACA EUX9 MB","1","0430","L","98603930","Quick guide UPM3 HYBRID",1,"PC","No",""]
[98981391,"UPM3 HYBRID 25-70 180 ACA EUX9 MB","1","0720","L","98692910","#Packaging cpl. half euro pallet 96 pcs.",2.1000000000000001E-2,"PC","Yes","x","emballage"]
[98981393,"UPM3 SOLAR 15-145 130 CZA EUX9 MB","1","0105","L","98634035","Stator w/housing shot bl. drain pos. 6",1,"PC","Yes",""]
[98981393,"UPM3 SOLAR 15-145 130 CZA EUX9 MB","1","0135","L","98288541","O-ring D15x2",1,"PC","No",""]
[98981393,"UPM3 SOLAR 15-145 130 CZA EUX9 MB","1","0140","L","98460464","Rotor can cpl. D28x41.4 W DEBLOCKING",1,"PC","No",""]
[98981393,"UPM3 SOLAR 15-145 130 CZA EUX9 MB","1","0150","L","97704972","Gasket D82xD70.2x4",1,"PC","No",""]
[98981393,"UPM3 SOLAR 15-145 130 CZA EUX9 MB","1","0220","L","98692629","#Shaft w/impeller cpl. D15.5/52",1,"PC","Yes","x"]
[98981393,"UPM3 SOLAR 15-145 130 CZA EUX9 MB","1","0230","L","98152261","Hex cap screw M5x16 raw w. Eco-lubric",4,"PC","No",""]
[98981393,"UPM3 SOLAR 15-145 130 CZA EUX9 MB","1","0240","L","97826588","Corps cpl 130x1\" CED 7,5m SOLAR",1,"PC","No",""]
[98981393,"UPM3 SOLAR 15-145 130 CZA EUX9 MB","1","0260","L","98477859","Ctrl UPM3 PWM Hybrid Super Seal not conf",1,"PC","Yes",""]
[98981393,"UPM3 SOLAR 15-145 130 CZA EUX9 MB","1","0290","L","98677050","Front foil Hybrid, Solar",1,"PC","No",""]
[98981393,"UPM3 SOLAR 15-145 130 CZA EUX9 MB","1","0430","L","98603956","Quick guide UPM3 SOLAR",1,"PC","No",""]
[98981393,"UPM3 SOLAR 15-145 130 CZA EUX9 MB","1","0720","L","98692923","#Packaging cpl. half euro pallet 96 pcs.",2.1000000000000001E-2,"PC","Yes","x","emballage"]
[98981396,"UPM3 SOLAR 25-145 180 CZA EUX9 MB","1","0105","L","98634035","Stator w/housing shot bl. drain pos. 6",1,"PC","Yes",""]
[98981396,"UPM3 SOLAR 25-145 180 CZA EUX9 MB","1","0135","L","98288541","O-ring D15x2",1,"PC","No",""]
[98981396,"UPM3 SOLAR 25-145 180 CZA EUX9 MB","1","0140","L","98460464","Rotor can cpl. D28x41.4 W DEBLOCKING",1,"PC","No",""]
[98981396,"UPM3 SOLAR 25-145 180 CZA EUX9 MB","1","0150","L","97704972","Gasket D82xD70.2x4",1,"PC","No",""]
[98981396,"UPM3 SOLAR 25-145 180 CZA EUX9 MB","1","0220","L","98692629","#Shaft w/impeller cpl. D15.5/52",1,"PC","Yes","x"]
[98981396,"UPM3 SOLAR 25-145 180 CZA EUX9 MB","1","0230","L","98152261","Hex cap screw M5x16 raw w. Eco-lubric",4,"PC","No",""]
[98981396,"UPM3 SOLAR 25-145 180 CZA EUX9 MB","1","0240","L","97826022","Corps de pompe 180x1 1/2 CED 7,5 SOLAR",1,"PC","No",""]
[98981396,"UPM3 SOLAR 25-145 180 CZA EUX9 MB","1","0260","L","98477859","Ctrl UPM3 PWM Hybrid Super Seal not conf",1,"PC","Yes",""]
[98981396,"UPM3 SOLAR 25-145 180 CZA EUX9 MB","1","0290","L","98677050","Front foil Hybrid, Solar",1,"PC","No",""]
[98981396,"UPM3 SOLAR 25-145 180 CZA EUX9 MB","1","0430","L","98603956","Quick guide UPM3 SOLAR",1,"PC","No",""]
[98981396,"UPM3 SOLAR 25-145 180 CZA EUX9 MB","1","0720","L","98692910","#Packaging cpl. half euro pallet 96 pcs.",2.1000000000000001E-2,"PC","Yes","x","emballage"]
[98981785,"UPM3 base SOLAR Hybrid","1","0105","L","98634035","Stator w/housing shot bl. drain pos. 6",1,"PC","Yes",""]
[98981785,"UPM3 base SOLAR Hybrid","1","0135","L","98288541","O-ring D15x2",1,"PC","No",""]
[98981785,"UPM3 base SOLAR Hybrid","1","0140","L","98460464","Rotor can cpl. D28x41.4 W DEBLOCKING",1,"PC","No",""]
[98981785,"UPM3 base SOLAR Hybrid","1","0150","L","97704972","Gasket D82xD70.2x4",1,"PC","No",""]
[98981785,"UPM3 base SOLAR Hybrid","1","0220","L","98419135","#axe+roue cpl. UPM3 RS4",1,"PC","Yes","x"]
[98981785,"UPM3 base SOLAR Hybrid","1","0230","L","98152261","Hex cap screw M5x16 raw w. Eco-lubric",4,"PC","No",""]
[98981785,"UPM3 base SOLAR Hybrid","1","0240","L","98419166","Pump housing DN15-130 1\" CED",1,"PC","No",""]
[98981785,"UPM3 base SOLAR Hybrid","1","0260","L","98477859","Ctrl UPM3 PWM Hybrid Super Seal not conf",1,"PC","Yes",""]
[98981785,"UPM3 base SOLAR Hybrid","1","0290","L","98677050","Front foil Hybrid, Solar",1,"PC","No",""]
[98981785,"UPM3 base SOLAR Hybrid","1","0430","L","98603956","Quick guide UPM3 SOLAR",1,"PC","No",""]
[98981785,"UPM3 base SOLAR Hybrid","1","0440","L","98712594","Sachet de 175 joints 504023",1.0999999999999999E-2,"ZPC","Yes",""]
[98981785,"UPM3 base SOLAR Hybrid","1","0670","L","98616020","Cable cpl. Power UPM3 1000mm",1,"PC","No",""]
[98981785,"UPM3 base SOLAR Hybrid","1","0680","L","98460256","Cable cpl. Signal UPM3 1000mm",1,"PC","No",""]
[98981785,"UPM3 base SOLAR Hybrid","1","0720","L","98696458","#Packaging cpl. euro pallet 175 pcs.",6.0000000000000001E-3,"ZPC","Yes","x","emballage"]
[98983740,"UPM3K AUTO L 25-70 180 ZZZ EUX9 IKA","1","0105","L","98473430","Stator w/housing CED, drain hole pos. 6",1,"PC","Yes",""]
[98983740,"UPM3K AUTO L 25-70 180 ZZZ EUX9 IKA","1","0135","L","98288541","O-ring D15x2",1,"PC","No",""]
[98983740,"UPM3K AUTO L 25-70 180 ZZZ EUX9 IKA","1","0140","L","98460464","Rotor can cpl. D28x41.4 W DEBLOCKING",1,"PC","No",""]
[98983740,"UPM3K AUTO L 25-70 180 ZZZ EUX9 IKA","1","0150","L","97704972","Gasket D82xD70.2x4",1,"PC","No",""]
[98983740,"UPM3K AUTO L 25-70 180 ZZZ EUX9 IKA","1","0220","L","98419135","#axe+roue cpl. UPM3 RS4",1,"PC","Yes","x"]
[98983740,"UPM3K AUTO L 25-70 180 ZZZ EUX9 IKA","1","0230","L","98152261","Hex cap screw M5x16 raw w. Eco-lubric",4,"PC","No",""]
[98983740,"UPM3K AUTO L 25-70 180 ZZZ EUX9 IKA","1","0240","L","98446967","Pump housing DN25-180 1 1/2\" CED UPM3",1,"PC","No",""]
[98983740,"UPM3K AUTO L 25-70 180 ZZZ EUX9 IKA","1","0260","L","98477859","Ctrl UPM3 PWM Hybrid Super Seal not conf",1,"PC","Yes",""]
[98983740,"UPM3K AUTO L 25-70 180 ZZZ EUX9 IKA","1","0290","L","98441191","Front Foil, Hybrid",1,"PC","No",""]
[98983740,"UPM3K AUTO L 25-70 180 ZZZ EUX9 IKA","1","0670","L","98460258","Cable cpl. Power UPM3 1000mm",1,"PC","No",""]
[98983740,"UPM3K AUTO L 25-70 180 ZZZ EUX9 IKA","1","0720","L","98692892","#Packaging cpl. euro pallet 150 pcs.",7.0000000000000001E-3,"PC","Yes","x","emballage"]
[98986187,"UPM3 AUTO L 25-70 180 ZZZ EUX6 DU","1","0105","L","98473428","Stator w/housing shot blasted",1,"PC","Yes",""]
[98986187,"UPM3 AUTO L 25-70 180 ZZZ EUX6 DU","1","0135","L","98288541","O-ring D15x2",1,"PC","No",""]
[98986187,"UPM3 AUTO L 25-70 180 ZZZ EUX6 DU","1","0140","L","98460464","Rotor can cpl. D28x41.4 W DEBLOCKING",1,"PC","No",""]
[98986187,"UPM3 AUTO L 25-70 180 ZZZ EUX6 DU","1","0150","L","97704972","Gasket D82xD70.2x4",1,"PC","No",""]
[98986187,"UPM3 AUTO L 25-70 180 ZZZ EUX6 DU","1","0220","L","98419135","#axe+roue cpl. UPM3 RS4",1,"PC","Yes","x"]
[98986187,"UPM3 AUTO L 25-70 180 ZZZ EUX6 DU","1","0230","L","98152261","Hex cap screw M5x16 raw w. Eco-lubric",4,"PC","No",""]
[98986187,"UPM3 AUTO L 25-70 180 ZZZ EUX6 DU","1","0240","L","98446967","Pump housing DN25-180 1 1/2\" CED UPM3",1,"PC","No",""]
[98986187,"UPM3 AUTO L 25-70 180 ZZZ EUX6 DU","1","0260","L","98477859","Ctrl UPM3 PWM Hybrid Super Seal not conf",1,"PC","Yes",""]
[98986187,"UPM3 AUTO L 25-70 180 ZZZ EUX6 DU","1","0290","L","98441191","Front Foil, Hybrid",1,"PC","No",""]
[98986187,"UPM3 AUTO L 25-70 180 ZZZ EUX6 DU","1","0300","L","98451691","Blind plug f/Mini Superseal",1,"PC","No",""]
[98986187,"UPM3 AUTO L 25-70 180 ZZZ EUX6 DU","1","0430","L","98651611","Quick guide UPM3 AUTO L",1,"PC","No",""]
[98986187,"UPM3 AUTO L 25-70 180 ZZZ EUX6 DU","1","0720","L","98692892","#Packaging cpl. euro pallet 150 pcs.",7.0000000000000001E-3,"PC","Yes","x","emballage"]
[98986188,"UPM3 AUTO L 32-70 180 ZZZ EUX6 DU","1","0105","L","98473428","Stator w/housing shot blasted",1,"PC","Yes",""]
[98986188,"UPM3 AUTO L 32-70 180 ZZZ EUX6 DU","1","0135","L","98288541","O-ring D15x2",1,"PC","No",""]
[98986188,"UPM3 AUTO L 32-70 180 ZZZ EUX6 DU","1","0140","L","98460464","Rotor can cpl. D28x41.4 W DEBLOCKING",1,"PC","No",""]
[98986188,"UPM3 AUTO L 32-70 180 ZZZ EUX6 DU","1","0150","L","97704972","Gasket D82xD70.2x4",1,"PC","No",""]
[98986188,"UPM3 AUTO L 32-70 180 ZZZ EUX6 DU","1","0220","L","98419135","#axe+roue cpl. UPM3 RS4",1,"PC","Yes","x"]
[98986188,"UPM3 AUTO L 32-70 180 ZZZ EUX6 DU","1","0230","L","98152261","Hex cap screw M5x16 raw w. Eco-lubric",4,"PC","No",""]
[98986188,"UPM3 AUTO L 32-70 180 ZZZ EUX6 DU","1","0240","L","98446970","Pump housing DN32-180 2\" CED UPM3",1,"PC","No",""]
[98986188,"UPM3 AUTO L 32-70 180 ZZZ EUX6 DU","1","0260","L","98477859","Ctrl UPM3 PWM Hybrid Super Seal not conf",1,"PC","Yes",""]
[98986188,"UPM3 AUTO L 32-70 180 ZZZ EUX6 DU","1","0290","L","98441191","Front Foil, Hybrid",1,"PC","No",""]
[98986188,"UPM3 AUTO L 32-70 180 ZZZ EUX6 DU","1","0300","L","98451691","Blind plug f/Mini Superseal",1,"PC","No",""]
[98986188,"UPM3 AUTO L 32-70 180 ZZZ EUX6 DU","1","0430","L","98651611","Quick guide UPM3 AUTO L",1,"PC","No",""]
[98986188,"UPM3 AUTO L 32-70 180 ZZZ EUX6 DU","1","0720","L","98692892","#Packaging cpl. euro pallet 150 pcs.",7.0000000000000001E-3,"PC","Yes","x","emballage"]
[98986199,"UPM3 AUTO L 25-70 130 ZZZ EUX3 LEA","1","0105","L","98473428","Stator w/housing shot blasted",1,"PC","Yes",""]
[98986199,"UPM3 AUTO L 25-70 130 ZZZ EUX3 LEA","1","0135","L","98288541","O-ring D15x2",1,"PC","No",""]
[98986199,"UPM3 AUTO L 25-70 130 ZZZ EUX3 LEA","1","0140","L","98460464","Rotor can cpl. D28x41.4 W DEBLOCKING",1,"PC","No",""]
[98986199,"UPM3 AUTO L 25-70 130 ZZZ EUX3 LEA","1","0150","L","97704972","Gasket D82xD70.2x4",1,"PC","No",""]
[98986199,"UPM3 AUTO L 25-70 130 ZZZ EUX3 LEA","1","0220","L","98419135","#axe+roue cpl. UPM3 RS4",1,"PC","Yes","x"]
[98986199,"UPM3 AUTO L 25-70 130 ZZZ EUX3 LEA","1","0230","L","98152261","Hex cap screw M5x16 raw w. Eco-lubric",4,"PC","No",""]
[98986199,"UPM3 AUTO L 25-70 130 ZZZ EUX3 LEA","1","0240","L","98446965","Pump housing DN25-130 1 1/2\" CED",1,"PC","No",""]
[98986199,"UPM3 AUTO L 25-70 130 ZZZ EUX3 LEA","1","0260","L","98477859","Ctrl UPM3 PWM Hybrid Super Seal not conf",1,"PC","Yes",""]
[98986199,"UPM3 AUTO L 25-70 130 ZZZ EUX3 LEA","1","0290","L","98441191","Front Foil, Hybrid",1,"PC","No",""]
[98986199,"UPM3 AUTO L 25-70 130 ZZZ EUX3 LEA","1","0300","L","98451691","Blind plug f/Mini Superseal",1,"PC","No",""]
[98986199,"UPM3 AUTO L 25-70 130 ZZZ EUX3 LEA","1","0670","L","98616051","Cable cpl. Power UPM3 2000mm",1,"PC","No",""]
[98986199,"UPM3 AUTO L 25-70 130 ZZZ EUX3 LEA","1","0720","L","98692923","#Packaging cpl. half euro pallet 96 pcs.",2.1000000000000001E-2,"PC","Yes","x","emballage"]
[98986497,"UPM3 FLEX AS 25-75 130 AZA EUX9 GAL","1","0105","L","98473428","Stator w/housing shot blasted",1,"PC","Yes",""]
[98986497,"UPM3 FLEX AS 25-75 130 AZA EUX9 GAL","1","0135","L","98288541","O-ring D15x2",1,"PC","No",""]
[98986497,"UPM3 FLEX AS 25-75 130 AZA EUX9 GAL","1","0140","L","98460464","Rotor can cpl. D28x41.4 W DEBLOCKING",1,"PC","No",""]
[98986497,"UPM3 FLEX AS 25-75 130 AZA EUX9 GAL","1","0150","L","97704972","Gasket D82xD70.2x4",1,"PC","No",""]
[98986497,"UPM3 FLEX AS 25-75 130 AZA EUX9 GAL","1","0220","L","98419135","#axe+roue cpl. UPM3 RS4",1,"PC","Yes","x"]
[98986497,"UPM3 FLEX AS 25-75 130 AZA EUX9 GAL","1","0230","L","98152261","Hex cap screw M5x16 raw w. Eco-lubric",4,"PC","No",""]
[98986497,"UPM3 FLEX AS 25-75 130 AZA EUX9 GAL","1","0240","L","98446965","Pump housing DN25-130 1 1/2\" CED",1,"PC","No",""]
[98986497,"UPM3 FLEX AS 25-75 130 AZA EUX9 GAL","1","0260","L","98477859","Ctrl UPM3 PWM Hybrid Super Seal not conf",1,"PC","Yes",""]
[98986497,"UPM3 FLEX AS 25-75 130 AZA EUX9 GAL","1","0290","L","98441191","Front Foil, Hybrid",1,"PC","No",""]
[98986497,"UPM3 FLEX AS 25-75 130 AZA EUX9 GAL","1","0440","L","520046","JOINT POUR R.U.  44X32X2",2,"PC","No",""]
[98986497,"UPM3 FLEX AS 25-75 130 AZA EUX9 GAL","1","0670","L","98373382","Cable cpl. Power UPM3 2000mm",1,"PC","No",""]
[98986497,"UPM3 FLEX AS 25-75 130 AZA EUX9 GAL","1","0680","L","98347385","Cable cpl. Signal UPM3 2000mm",1,"PC","No",""]
[98986497,"UPM3 FLEX AS 25-75 130 AZA EUX9 GAL","1","0720","L","98692923","#Packaging cpl. half euro pallet 96 pcs.",2.1000000000000001E-2,"PC","Yes","x","emballage"]
[98986957,"UPM3 AUTO L 15-70 130 ZZZ EUX9 YDR","1","0105","L","98473428","Stator w/housing shot blasted",1,"PC","Yes",""]
[98986957,"UPM3 AUTO L 15-70 130 ZZZ EUX9 YDR","1","0135","L","98288541","O-ring D15x2",1,"PC","No",""]
[98986957,"UPM3 AUTO L 15-70 130 ZZZ EUX9 YDR","1","0140","L","98460464","Rotor can cpl. D28x41.4 W DEBLOCKING",1,"PC","No",""]
[98986957,"UPM3 AUTO L 15-70 130 ZZZ EUX9 YDR","1","0150","L","97704972","Gasket D82xD70.2x4",1,"PC","No",""]
[98986957,"UPM3 AUTO L 15-70 130 ZZZ EUX9 YDR","1","0220","L","98419135","#axe+roue cpl. UPM3 RS4",1,"PC","Yes","x"]
[98986957,"UPM3 AUTO L 15-70 130 ZZZ EUX9 YDR","1","0230","L","98152261","Hex cap screw M5x16 raw w. Eco-lubric",4,"PC","No",""]
[98986957,"UPM3 AUTO L 15-70 130 ZZZ EUX9 YDR","1","0240","L","98419166","Pump housing DN15-130 1\" CED",1,"PC","No",""]
[98986957,"UPM3 AUTO L 15-70 130 ZZZ EUX9 YDR","1","0260","L","98477859","Ctrl UPM3 PWM Hybrid Super Seal not conf",1,"PC","Yes",""]
[98986957,"UPM3 AUTO L 15-70 130 ZZZ EUX9 YDR","1","0290","L","98441191","Front Foil, Hybrid",1,"PC","No",""]
[98986957,"UPM3 AUTO L 15-70 130 ZZZ EUX9 YDR","1","0670","L","98616020","Cable cpl. Power UPM3 1000mm",1,"PC","No",""]
[98986957,"UPM3 AUTO L 15-70 130 ZZZ EUX9 YDR","1","0720","L","98696458","#Packaging cpl. euro pallet 175 pcs.",6.0000000000000001E-3,"PC","Yes","x","emballage"]
[98987102,"UPM3 AUTO L 25-70 180 ZZZ EUX9 SAI","1","0105","L","98473428","Stator w/housing shot blasted",1,"PC","Yes",""]
[98987102,"UPM3 AUTO L 25-70 180 ZZZ EUX9 SAI","1","0135","L","98288541","O-ring D15x2",1,"PC","No",""]
[98987102,"UPM3 AUTO L 25-70 180 ZZZ EUX9 SAI","1","0140","L","98460464","Rotor can cpl. D28x41.4 W DEBLOCKING",1,"PC","No",""]
[98987102,"UPM3 AUTO L 25-70 180 ZZZ EUX9 SAI","1","0150","L","97704972","Gasket D82xD70.2x4",1,"PC","No",""]
[98987102,"UPM3 AUTO L 25-70 180 ZZZ EUX9 SAI","1","0220","L","98419135","#axe+roue cpl. UPM3 RS4",1,"PC","Yes","x"]
[98987102,"UPM3 AUTO L 25-70 180 ZZZ EUX9 SAI","1","0230","L","98152261","Hex cap screw M5x16 raw w. Eco-lubric",4,"PC","No",""]
[98987102,"UPM3 AUTO L 25-70 180 ZZZ EUX9 SAI","1","0240","L","98446967","Pump housing DN25-180 1 1/2\" CED UPM3",1,"PC","No",""]
[98987102,"UPM3 AUTO L 25-70 180 ZZZ EUX9 SAI","1","0260","L","98477859","Ctrl UPM3 PWM Hybrid Super Seal not conf",1,"PC","Yes",""]
[98987102,"UPM3 AUTO L 25-70 180 ZZZ EUX9 SAI","1","0290","L","98441191","Front Foil, Hybrid",1,"PC","No",""]
[98987102,"UPM3 AUTO L 25-70 180 ZZZ EUX9 SAI","1","0300","L","98451691","Blind plug f/Mini Superseal",1,"PC","No",""]
[98987102,"UPM3 AUTO L 25-70 180 ZZZ EUX9 SAI","1","0430","L","98651611","Quick guide UPM3 AUTO L",1,"PC","No",""]
[98987102,"UPM3 AUTO L 25-70 180 ZZZ EUX9 SAI","1","0670","L","98373384","Cable cpl. Power UPM3 2000mm",1,"PC","No",""]
[98987102,"UPM3 AUTO L 25-70 180 ZZZ EUX9 SAI","1","0720","L","98692910","#Packaging cpl. half euro pallet 96 pcs.",2.1000000000000001E-2,"PC","Yes","x","emballage"]
[98987832,"UPM3 AUTO L 25-50 180 ZZZ EUX9 EIO","1","0105","L","98473428","Stator w/housing shot blasted",1,"PC","Yes",""]
[98987832,"UPM3 AUTO L 25-50 180 ZZZ EUX9 EIO","1","0135","L","98288541","O-ring D15x2",1,"PC","No",""]
[98987832,"UPM3 AUTO L 25-50 180 ZZZ EUX9 EIO","1","0140","L","98460464","Rotor can cpl. D28x41.4 W DEBLOCKING",1,"PC","No",""]
[98987832,"UPM3 AUTO L 25-50 180 ZZZ EUX9 EIO","1","0150","L","97704972","Gasket D82xD70.2x4",1,"PC","No",""]
[98987832,"UPM3 AUTO L 25-50 180 ZZZ EUX9 EIO","1","0220","L","98419135","#axe+roue cpl. UPM3 RS4",1,"PC","Yes","x"]
[98987832,"UPM3 AUTO L 25-50 180 ZZZ EUX9 EIO","1","0230","L","98152261","Hex cap screw M5x16 raw w. Eco-lubric",4,"PC","No",""]
[98987832,"UPM3 AUTO L 25-50 180 ZZZ EUX9 EIO","1","0240","L","98446967","Pump housing DN25-180 1 1/2\" CED UPM3",1,"PC","No",""]
[98987832,"UPM3 AUTO L 25-50 180 ZZZ EUX9 EIO","1","0260","L","98477859","Ctrl UPM3 PWM Hybrid Super Seal not conf",1,"PC","Yes",""]
[98987832,"UPM3 AUTO L 25-50 180 ZZZ EUX9 EIO","1","0290","L","98441191","Front Foil, Hybrid",1,"PC","No",""]
[98987832,"UPM3 AUTO L 25-50 180 ZZZ EUX9 EIO","1","0670","L","98616020","Cable cpl. Power UPM3 1000mm",1,"PC","No",""]
[98987832,"UPM3 AUTO L 25-50 180 ZZZ EUX9 EIO","1","0720","L","98692910","#Packaging cpl. half euro pallet 96 pcs.",2.1000000000000001E-2,"PC","Yes","x","emballage"]
[98987838,"UPM3 HYBRID 25-70 130 ACA EUX9 AQT","1","0105","L","98473428","Stator w/housing shot blasted",1,"PC","Yes",""]
[98987838,"UPM3 HYBRID 25-70 130 ACA EUX9 AQT","1","0135","L","98288541","O-ring D15x2",1,"PC","No",""]
[98987838,"UPM3 HYBRID 25-70 130 ACA EUX9 AQT","1","0140","L","98460464","Rotor can cpl. D28x41.4 W DEBLOCKING",1,"PC","No",""]
[98987838,"UPM3 HYBRID 25-70 130 ACA EUX9 AQT","1","0150","L","97704972","Gasket D82xD70.2x4",1,"PC","No",""]
[98987838,"UPM3 HYBRID 25-70 130 ACA EUX9 AQT","1","0220","L","98419135","#axe+roue cpl. UPM3 RS4",1,"PC","Yes","x"]
[98987838,"UPM3 HYBRID 25-70 130 ACA EUX9 AQT","1","0230","L","98152261","Hex cap screw M5x16 raw w. Eco-lubric",4,"PC","No",""]
[98987838,"UPM3 HYBRID 25-70 130 ACA EUX9 AQT","1","0240","L","98446965","Pump housing DN25-130 1 1/2\" CED",1,"PC","No",""]
[98987838,"UPM3 HYBRID 25-70 130 ACA EUX9 AQT","1","0260","L","98477859","Ctrl UPM3 PWM Hybrid Super Seal not conf",1,"PC","Yes",""]
[98987838,"UPM3 HYBRID 25-70 130 ACA EUX9 AQT","1","0290","L","98441191","Front Foil, Hybrid",1,"PC","No",""]
[98987838,"UPM3 HYBRID 25-70 130 ACA EUX9 AQT","1","0300","L","98451691","Blind plug f/Mini Superseal",1,"PC","No",""]
[98987838,"UPM3 HYBRID 25-70 130 ACA EUX9 AQT","1","0430","L","98603930","Quick guide UPM3 HYBRID",1,"PC","No",""]
[98987838,"UPM3 HYBRID 25-70 130 ACA EUX9 AQT","1","0670","L","98616051","Cable cpl. Power UPM3 2000mm",1,"PC","No",""]
[98987838,"UPM3 HYBRID 25-70 130 ACA EUX9 AQT","1","0720","L","98692923","#Packaging cpl. half euro pallet 96 pcs.",2.1000000000000001E-2,"PC","Yes","x","emballage"]
[98990557,"UPM3K HYBRID 15-70 130 ACA EUX9 FIO","1","0105","L","98473430","Stator w/housing CED, drain hole pos. 6",1,"PC","Yes",""]
[98990557,"UPM3K HYBRID 15-70 130 ACA EUX9 FIO","1","0135","L","98288541","O-ring D15x2",1,"PC","No",""]
[98990557,"UPM3K HYBRID 15-70 130 ACA EUX9 FIO","1","0140","L","98460464","Rotor can cpl. D28x41.4 W DEBLOCKING",1,"PC","No",""]
[98990557,"UPM3K HYBRID 15-70 130 ACA EUX9 FIO","1","0150","L","97704972","Gasket D82xD70.2x4",1,"PC","No",""]
[98990557,"UPM3K HYBRID 15-70 130 ACA EUX9 FIO","1","0220","L","98419135","#axe+roue cpl. UPM3 RS4",1,"PC","Yes","x"]
[98990557,"UPM3K HYBRID 15-70 130 ACA EUX9 FIO","1","0230","L","98152261","Hex cap screw M5x16 raw w. Eco-lubric",4,"PC","No",""]
[98990557,"UPM3K HYBRID 15-70 130 ACA EUX9 FIO","1","0240","L","98419166","Pump housing DN15-130 1\" CED",1,"PC","No",""]
[98990557,"UPM3K HYBRID 15-70 130 ACA EUX9 FIO","1","0260","L","98477859","Ctrl UPM3 PWM Hybrid Super Seal not conf",1,"PC","Yes",""]
[98990557,"UPM3K HYBRID 15-70 130 ACA EUX9 FIO","1","0290","L","98441191","Front Foil, Hybrid",1,"PC","No",""]
[98990557,"UPM3K HYBRID 15-70 130 ACA EUX9 FIO","1","0670","L","98460260","Cable cpl,. Power UPM3 1000mm",1,"PC","No",""]
[98990557,"UPM3K HYBRID 15-70 130 ACA EUX9 FIO","1","0680","L","98460256","Cable cpl. Signal UPM3 1000mm",1,"PC","No",""]
[98990557,"UPM3K HYBRID 15-70 130 ACA EUX9 FIO","1","0720","L","98696458","#Packaging cpl. euro pallet 175 pcs.",6.0000000000000001E-3,"PC","Yes","x","emballage"]
[98990624,"UPM3 25-75 180 AZA EUX9 IDO","1","0105","L","98473428","Stator w/housing shot blasted",1,"PC","Yes",""]
[98990624,"UPM3 25-75 180 AZA EUX9 IDO","1","0135","L","98288541","O-ring D15x2",1,"PC","No",""]
[98990624,"UPM3 25-75 180 AZA EUX9 IDO","1","0140","L","98460464","Rotor can cpl. D28x41.4 W DEBLOCKING",1,"PC","No",""]
[98990624,"UPM3 25-75 180 AZA EUX9 IDO","1","0150","L","97704972","Gasket D82xD70.2x4",1,"PC","No",""]
[98990624,"UPM3 25-75 180 AZA EUX9 IDO","1","0220","L","98419135","#axe+roue cpl. UPM3 RS4",1,"PC","Yes","x"]
[98990624,"UPM3 25-75 180 AZA EUX9 IDO","1","0230","L","98152261","Hex cap screw M5x16 raw w. Eco-lubric",4,"PC","No",""]
[98990624,"UPM3 25-75 180 AZA EUX9 IDO","1","0240","L","98446967","Pump housing DN25-180 1 1/2\" CED UPM3",1,"PC","No",""]
[98990624,"UPM3 25-75 180 AZA EUX9 IDO","1","0260","L","98288597","Ctrl UPM3 PWM Super Seal not config",1,"PC","No",""]
[98990624,"UPM3 25-75 180 AZA EUX9 IDO","1","0290","L","98354083","Front Foil, PWM",1,"PC","No",""]
[98990624,"UPM3 25-75 180 AZA EUX9 IDO","1","0670","L","98616051","Cable cpl. Power UPM3 2000mm",1,"PC","No",""]
[98990624,"UPM3 25-75 180 AZA EUX9 IDO","1","0720","L","98692910","#Packaging cpl. half euro pallet 96 pcs.",2.1000000000000001E-2,"PC","Yes","x","emballage"]
[98991359,"UPM3 FLEX AS 15-70 130 AZJ EUX0 UGR","1","0105","L","98473428","Stator w/housing shot blasted",1,"PC","Yes",""]
[98991359,"UPM3 FLEX AS 15-70 130 AZJ EUX0 UGR","1","0135","L","98288541","O-ring D15x2",1,"PC","No",""]
[98991359,"UPM3 FLEX AS 15-70 130 AZJ EUX0 UGR","1","0140","L","98460464","Rotor can cpl. D28x41.4 W DEBLOCKING",1,"PC","No",""]
[98991359,"UPM3 FLEX AS 15-70 130 AZJ EUX0 UGR","1","0150","L","97704972","Gasket D82xD70.2x4",1,"PC","No",""]
[98991359,"UPM3 FLEX AS 15-70 130 AZJ EUX0 UGR","1","0220","L","98419135","#axe+roue cpl. UPM3 RS4",1,"PC","Yes","x"]
[98991359,"UPM3 FLEX AS 15-70 130 AZJ EUX0 UGR","1","0230","L","98152261","Hex cap screw M5x16 raw w. Eco-lubric",4,"PC","No",""]
[98991359,"UPM3 FLEX AS 15-70 130 AZJ EUX0 UGR","1","0240","L","98419166","Pump housing DN15-130 1\" CED",1,"PC","No",""]
[98991359,"UPM3 FLEX AS 15-70 130 AZJ EUX0 UGR","1","0260","L","98477859","Ctrl UPM3 PWM Hybrid Super Seal not conf",1,"PC","Yes",""]
[98991359,"UPM3 FLEX AS 15-70 130 AZJ EUX0 UGR","1","0290","L","98441191","Front Foil, Hybrid",1,"PC","No",""]
[98991359,"UPM3 FLEX AS 15-70 130 AZJ EUX0 UGR","1","0670","L","98373382","Cable cpl. Power UPM3 2000mm",1,"PC","No",""]
[98991359,"UPM3 FLEX AS 15-70 130 AZJ EUX0 UGR","1","0720","L","98696458","#Packaging cpl. euro pallet 175 pcs.",6.0000000000000001E-3,"PC","Yes","x","emballage"]
[98991856,"UPM3 AUTO 15-70 130 ZZZ EUX3 HSF","1","0105","L","98473428","Stator w/housing shot blasted",1,"PC","Yes",""]
[98991856,"UPM3 AUTO 15-70 130 ZZZ EUX3 HSF","1","0135","L","98288541","O-ring D15x2",1,"PC","No",""]
[98991856,"UPM3 AUTO 15-70 130 ZZZ EUX3 HSF","1","0140","L","98460464","Rotor can cpl. D28x41.4 W DEBLOCKING",1,"PC","No",""]
[98991856,"UPM3 AUTO 15-70 130 ZZZ EUX3 HSF","1","0150","L","97704972","Gasket D82xD70.2x4",1,"PC","No",""]
[98991856,"UPM3 AUTO 15-70 130 ZZZ EUX3 HSF","1","0220","L","98419135","#axe+roue cpl. UPM3 RS4",1,"PC","Yes","x"]
[98991856,"UPM3 AUTO 15-70 130 ZZZ EUX3 HSF","1","0230","L","98152261","Hex cap screw M5x16 raw w. Eco-lubric",4,"PC","No",""]
[98991856,"UPM3 AUTO 15-70 130 ZZZ EUX3 HSF","1","0240","L","98419166","Pump housing DN15-130 1\" CED",1,"PC","No",""]
[98991856,"UPM3 AUTO 15-70 130 ZZZ EUX3 HSF","1","0260","L","98477859","Ctrl UPM3 PWM Hybrid Super Seal not conf",1,"PC","Yes",""]
[98991856,"UPM3 AUTO 15-70 130 ZZZ EUX3 HSF","1","0290","L","98441191","Front Foil, Hybrid",1,"PC","No",""]
[98991856,"UPM3 AUTO 15-70 130 ZZZ EUX3 HSF","1","0300","L","98451691","Blind plug f/Mini Superseal",1,"PC","No",""]
[98991856,"UPM3 AUTO 15-70 130 ZZZ EUX3 HSF","1","0440","L","504023","JOINT 1\" 29/23X2",2,"PC","No",""]
[98991856,"UPM3 AUTO 15-70 130 ZZZ EUX3 HSF","1","0515","L","591406","#OEM label blank  90x140",2.8000000000000001E-2,"PC","Yes","x"]
[98991856,"UPM3 AUTO 15-70 130 ZZZ EUX3 HSF","1","0670","L","98373384","Cable cpl. Power UPM3 2000mm",1,"PC","No",""]
[98991856,"UPM3 AUTO 15-70 130 ZZZ EUX3 HSF","1","0720","L","98692923","#Packaging cpl. half euro pallet 96 pcs.",2.8000000000000001E-2,"PC","Yes","x","emballage"]
[98991881,"UPM3 FLEX AS 15-75 130 AZA EUX3 SFC","1","0105","L","98473428","Stator w/housing shot blasted",1,"PC","Yes",""]
[98991881,"UPM3 FLEX AS 15-75 130 AZA EUX3 SFC","1","0135","L","98288541","O-ring D15x2",1,"PC","No",""]
[98991881,"UPM3 FLEX AS 15-75 130 AZA EUX3 SFC","1","0140","L","98460464","Rotor can cpl. D28x41.4 W DEBLOCKING",1,"PC","No",""]
[98991881,"UPM3 FLEX AS 15-75 130 AZA EUX3 SFC","1","0150","L","97704972","Gasket D82xD70.2x4",1,"PC","No",""]
[98991881,"UPM3 FLEX AS 15-75 130 AZA EUX3 SFC","1","0160","L","98116511","Glycerine 75%",1E-3,"L","No",""]
[98991881,"UPM3 FLEX AS 15-75 130 AZA EUX3 SFC","1","0220","L","98419135","#axe+roue cpl. UPM3 RS4",1,"PC","Yes","x"]
[98991881,"UPM3 FLEX AS 15-75 130 AZA EUX3 SFC","1","0230","L","98152261","Hex cap screw M5x16 raw w. Eco-lubric",4,"PC","No",""]
[98991881,"UPM3 FLEX AS 15-75 130 AZA EUX3 SFC","1","0240","L","98419166","Pump housing DN15-130 1\" CED",1,"PC","No",""]
[98991881,"UPM3 FLEX AS 15-75 130 AZA EUX3 SFC","1","0260","L","98477859","Ctrl UPM3 PWM Hybrid Super Seal not conf",1,"PC","Yes",""]
[98991881,"UPM3 FLEX AS 15-75 130 AZA EUX3 SFC","1","0290","L","98441191","Front Foil, Hybrid",1,"PC","No",""]
[98991881,"UPM3 FLEX AS 15-75 130 AZA EUX3 SFC","1","0430","L","98603960","Quick guide UPM3 FLEX AS",1,"PC","No",""]
[98991881,"UPM3 FLEX AS 15-75 130 AZA EUX3 SFC","1","0720","L","98692923","#Packaging cpl. half euro pallet 96 pcs.",2.1000000000000001E-2,"PC","Yes","x","emballage"]
[98992005,"UPM3K SOLAR 15-75 130 CZA EUX9 TIE","1","0105","L","98473430","Stator w/housing CED, drain hole pos. 6",1,"PC","Yes",""]
[98992005,"UPM3K SOLAR 15-75 130 CZA EUX9 TIE","1","0135","L","98288541","O-ring D15x2",1,"PC","No",""]
[98992005,"UPM3K SOLAR 15-75 130 CZA EUX9 TIE","1","0140","L","98460464","Rotor can cpl. D28x41.4 W DEBLOCKING",1,"PC","No",""]
[98992005,"UPM3K SOLAR 15-75 130 CZA EUX9 TIE","1","0150","L","97704972","Gasket D82xD70.2x4",1,"PC","No",""]
[98992005,"UPM3K SOLAR 15-75 130 CZA EUX9 TIE","1","0220","L","98419135","#axe+roue cpl. UPM3 RS4",1,"PC","Yes","x"]
[98992005,"UPM3K SOLAR 15-75 130 CZA EUX9 TIE","1","0230","L","98152261","Hex cap screw M5x16 raw w. Eco-lubric",4,"PC","No",""]
[98992005,"UPM3K SOLAR 15-75 130 CZA EUX9 TIE","1","0240","L","98419166","Pump housing DN15-130 1\" CED",1,"PC","No",""]
[98992005,"UPM3K SOLAR 15-75 130 CZA EUX9 TIE","1","0260","L","98477859","Ctrl UPM3 PWM Hybrid Super Seal not conf",1,"PC","Yes",""]
[98992005,"UPM3K SOLAR 15-75 130 CZA EUX9 TIE","1","0290","L","98677050","Front foil Hybrid, Solar",1,"PC","No",""]
[98992005,"UPM3K SOLAR 15-75 130 CZA EUX9 TIE","1","0430","L","98603956","Quick guide UPM3 SOLAR",1,"PC","No",""]
[98992005,"UPM3K SOLAR 15-75 130 CZA EUX9 TIE","1","0670","L","98460260","Cable cpl,. Power UPM3 1000mm",1,"PC","No",""]
[98992005,"UPM3K SOLAR 15-75 130 CZA EUX9 TIE","1","0680","L","98460256","Cable cpl. Signal UPM3 1000mm",1,"PC","No",""]
[98992005,"UPM3K SOLAR 15-75 130 CZA EUX9 TIE","1","0720","L","98696458","#Packaging cpl. euro pallet 175 pcs.",6.0000000000000001E-3,"PC","Yes","x","emballage"]
[98992014,"UPM3 AUTO L 25-70 130 ZZZ EUX0 RYC","1","0105","L","98473428","Stator w/housing shot blasted",1,"PC","Yes",""]
[98992014,"UPM3 AUTO L 25-70 130 ZZZ EUX0 RYC","1","0135","L","98288541","O-ring D15x2",1,"PC","No",""]
[98992014,"UPM3 AUTO L 25-70 130 ZZZ EUX0 RYC","1","0140","L","98460464","Rotor can cpl. D28x41.4 W DEBLOCKING",1,"PC","No",""]
[98992014,"UPM3 AUTO L 25-70 130 ZZZ EUX0 RYC","1","0150","L","97704972","Gasket D82xD70.2x4",1,"PC","No",""]
[98992014,"UPM3 AUTO L 25-70 130 ZZZ EUX0 RYC","1","0220","L","98419135","#axe+roue cpl. UPM3 RS4",1,"PC","Yes","x"]
[98992014,"UPM3 AUTO L 25-70 130 ZZZ EUX0 RYC","1","0230","L","98152261","Hex cap screw M5x16 raw w. Eco-lubric",4,"PC","No",""]
[98992014,"UPM3 AUTO L 25-70 130 ZZZ EUX0 RYC","1","0240","L","98446965","Pump housing DN25-130 1 1/2\" CED",1,"PC","No",""]
[98992014,"UPM3 AUTO L 25-70 130 ZZZ EUX0 RYC","1","0260","L","98477859","Ctrl UPM3 PWM Hybrid Super Seal not conf",1,"PC","Yes",""]
[98992014,"UPM3 AUTO L 25-70 130 ZZZ EUX0 RYC","1","0290","L","98441191","Front Foil, Hybrid",1,"PC","No",""]
[98992014,"UPM3 AUTO L 25-70 130 ZZZ EUX0 RYC","1","0440","L","520046","JOINT POUR R.U.  44X32X2",2,"PC","No",""]
[98992014,"UPM3 AUTO L 25-70 130 ZZZ EUX0 RYC","1","0670","L","98460258","Cable cpl. Power UPM3 1000mm",1,"PC","No",""]
[98992014,"UPM3 AUTO L 25-70 130 ZZZ EUX0 RYC","1","0720","L","98696458","#Packaging cpl. euro pallet 175 pcs.",6.0000000000000001E-3,"PC","Yes","x","emballage"]
[98992457,"UPM3 AUTO L 25-70 130 ZZZ EUX9 MEN","1","0105","L","98473428","Stator w/housing shot blasted",1,"PC","Yes",""]
[98992457,"UPM3 AUTO L 25-70 130 ZZZ EUX9 MEN","1","0135","L","98288541","O-ring D15x2",1,"PC","No",""]
[98992457,"UPM3 AUTO L 25-70 130 ZZZ EUX9 MEN","1","0140","L","98460464","Rotor can cpl. D28x41.4 W DEBLOCKING",1,"PC","No",""]
[98992457,"UPM3 AUTO L 25-70 130 ZZZ EUX9 MEN","1","0150","L","97704972","Gasket D82xD70.2x4",1,"PC","No",""]
[98992457,"UPM3 AUTO L 25-70 130 ZZZ EUX9 MEN","1","0220","L","98419135","#axe+roue cpl. UPM3 RS4",1,"PC","Yes","x"]
[98992457,"UPM3 AUTO L 25-70 130 ZZZ EUX9 MEN","1","0230","L","98152261","Hex cap screw M5x16 raw w. Eco-lubric",4,"PC","No",""]
[98992457,"UPM3 AUTO L 25-70 130 ZZZ EUX9 MEN","1","0240","L","98446965","Pump housing DN25-130 1 1/2\" CED",1,"PC","No",""]
[98992457,"UPM3 AUTO L 25-70 130 ZZZ EUX9 MEN","1","0260","L","98477859","Ctrl UPM3 PWM Hybrid Super Seal not conf",1,"PC","Yes",""]
[98992457,"UPM3 AUTO L 25-70 130 ZZZ EUX9 MEN","1","0290","L","98441191","Front Foil, Hybrid",1,"PC","No",""]
[98992457,"UPM3 AUTO L 25-70 130 ZZZ EUX9 MEN","1","0300","L","98451691","Blind plug f/Mini Superseal",1,"PC","No",""]
[98992457,"UPM3 AUTO L 25-70 130 ZZZ EUX9 MEN","1","0515","L","591406","#OEM label blank  90x140",2.1000000000000001E-2,"PC","Yes","x"]
[98992457,"UPM3 AUTO L 25-70 130 ZZZ EUX9 MEN","1","0670","L","98616020","Cable cpl. Power UPM3 1000mm",1,"PC","No",""]
[98992457,"UPM3 AUTO L 25-70 130 ZZZ EUX9 MEN","1","0720","L","98692923","#Packaging cpl. half euro pallet 96 pcs.",2.1000000000000001E-2,"PC","Yes","x","emballage"]
[98992490,"UPM3 AUTO L 25-70 130 ZZZ EUX9 TEI","1","0105","L","98473428","Stator w/housing shot blasted",1,"PC","Yes",""]
[98992490,"UPM3 AUTO L 25-70 130 ZZZ EUX9 TEI","1","0135","L","98288541","O-ring D15x2",1,"PC","No",""]
[98992490,"UPM3 AUTO L 25-70 130 ZZZ EUX9 TEI","1","0140","L","98460464","Rotor can cpl. D28x41.4 W DEBLOCKING",1,"PC","No",""]
[98992490,"UPM3 AUTO L 25-70 130 ZZZ EUX9 TEI","1","0150","L","97704972","Gasket D82xD70.2x4",1,"PC","No",""]
[98992490,"UPM3 AUTO L 25-70 130 ZZZ EUX9 TEI","1","0220","L","98419135","#axe+roue cpl. UPM3 RS4",1,"PC","Yes","x"]
[98992490,"UPM3 AUTO L 25-70 130 ZZZ EUX9 TEI","1","0230","L","98152261","Hex cap screw M5x16 raw w. Eco-lubric",4,"PC","No",""]
[98992490,"UPM3 AUTO L 25-70 130 ZZZ EUX9 TEI","1","0240","L","98446965","Pump housing DN25-130 1 1/2\" CED",1,"PC","No",""]
[98992490,"UPM3 AUTO L 25-70 130 ZZZ EUX9 TEI","1","0260","L","98477859","Ctrl UPM3 PWM Hybrid Super Seal not conf",1,"PC","Yes",""]
[98992490,"UPM3 AUTO L 25-70 130 ZZZ EUX9 TEI","1","0290","L","98441191","Front Foil, Hybrid",1,"PC","No",""]
[98992490,"UPM3 AUTO L 25-70 130 ZZZ EUX9 TEI","1","0440","L","520046","JOINT POUR R.U.  44X32X2",2,"PC","No",""]
[98992490,"UPM3 AUTO L 25-70 130 ZZZ EUX9 TEI","1","0670","L","98460258","Cable cpl. Power UPM3 1000mm",1,"PC","No",""]
[98992490,"UPM3 AUTO L 25-70 130 ZZZ EUX9 TEI","1","0720","L","98696458","#Packaging cpl. euro pallet 175 pcs.",6.0000000000000001E-3,"PC","Yes","x","emballage"]
[98993721,"UPM3 AUTO L 15-70 130 ZZZ EUX3 SFC","1","0105","L","98473428","Stator w/housing shot blasted",1,"PC","Yes",""]
[98993721,"UPM3 AUTO L 15-70 130 ZZZ EUX3 SFC","1","0135","L","98288541","O-ring D15x2",1,"PC","No",""]
[98993721,"UPM3 AUTO L 15-70 130 ZZZ EUX3 SFC","1","0140","L","98460464","Rotor can cpl. D28x41.4 W DEBLOCKING",1,"PC","No",""]
[98993721,"UPM3 AUTO L 15-70 130 ZZZ EUX3 SFC","1","0150","L","97704972","Gasket D82xD70.2x4",1,"PC","No",""]
[98993721,"UPM3 AUTO L 15-70 130 ZZZ EUX3 SFC","1","0160","L","98116511","Glycerine 75%",1E-3,"L","No",""]
[98993721,"UPM3 AUTO L 15-70 130 ZZZ EUX3 SFC","1","0220","L","98419135","#axe+roue cpl. UPM3 RS4",1,"PC","Yes","x"]
[98993721,"UPM3 AUTO L 15-70 130 ZZZ EUX3 SFC","1","0230","L","98152261","Hex cap screw M5x16 raw w. Eco-lubric",4,"PC","No",""]
[98993721,"UPM3 AUTO L 15-70 130 ZZZ EUX3 SFC","1","0240","L","98419166","Pump housing DN15-130 1\" CED",1,"PC","No",""]
[98993721,"UPM3 AUTO L 15-70 130 ZZZ EUX3 SFC","1","0260","L","98477859","Ctrl UPM3 PWM Hybrid Super Seal not conf",1,"PC","Yes",""]
[98993721,"UPM3 AUTO L 15-70 130 ZZZ EUX3 SFC","1","0290","L","98441191","Front Foil, Hybrid",1,"PC","No",""]
[98993721,"UPM3 AUTO L 15-70 130 ZZZ EUX3 SFC","1","0300","L","98451691","Blind plug f/Mini Superseal",1,"PC","No",""]
[98993721,"UPM3 AUTO L 15-70 130 ZZZ EUX3 SFC","1","0430","L","98651611","Quick guide UPM3 AUTO L",1,"PC","No",""]
[98993721,"UPM3 AUTO L 15-70 130 ZZZ EUX3 SFC","1","0720","L","98692923","#Packaging cpl. half euro pallet 96 pcs.",2.1000000000000001E-2,"PC","Yes","x","emballage"]
[98993722,"UPM3 AUTO 25-70 130 ZZZ EUX3 SFC","1","0105","L","98473428","Stator w/housing shot blasted",1,"PC","Yes",""]
[98993722,"UPM3 AUTO 25-70 130 ZZZ EUX3 SFC","1","0135","L","98288541","O-ring D15x2",1,"PC","No",""]
[98993722,"UPM3 AUTO 25-70 130 ZZZ EUX3 SFC","1","0140","L","98460464","Rotor can cpl. D28x41.4 W DEBLOCKING",1,"PC","No",""]
[98993722,"UPM3 AUTO 25-70 130 ZZZ EUX3 SFC","1","0150","L","97704972","Gasket D82xD70.2x4",1,"PC","No",""]
[98993722,"UPM3 AUTO 25-70 130 ZZZ EUX3 SFC","1","0160","L","98116511","Glycerine 75%",1E-3,"L","No",""]
[98993722,"UPM3 AUTO 25-70 130 ZZZ EUX3 SFC","1","0220","L","98419135","#axe+roue cpl. UPM3 RS4",1,"PC","Yes","x"]
[98993722,"UPM3 AUTO 25-70 130 ZZZ EUX3 SFC","1","0230","L","98152261","Hex cap screw M5x16 raw w. Eco-lubric",4,"PC","No",""]
[98993722,"UPM3 AUTO 25-70 130 ZZZ EUX3 SFC","1","0240","L","98446965","Pump housing DN25-130 1 1/2\" CED",1,"PC","No",""]
[98993722,"UPM3 AUTO 25-70 130 ZZZ EUX3 SFC","1","0260","L","98477859","Ctrl UPM3 PWM Hybrid Super Seal not conf",1,"PC","Yes",""]
[98993722,"UPM3 AUTO 25-70 130 ZZZ EUX3 SFC","1","0290","L","98441191","Front Foil, Hybrid",1,"PC","No",""]
[98993722,"UPM3 AUTO 25-70 130 ZZZ EUX3 SFC","1","0300","L","98451691","Blind plug f/Mini Superseal",1,"PC","No",""]
[98993722,"UPM3 AUTO 25-70 130 ZZZ EUX3 SFC","1","0430","L","98651459","Quick guide UPM3 AUTO",1,"PC","No",""]
[98993722,"UPM3 AUTO 25-70 130 ZZZ EUX3 SFC","1","0720","L","98692923","#Packaging cpl. half euro pallet 96 pcs.",2.1000000000000001E-2,"PC","Yes","x","emballage"]
[98994506,"UPM3 HYBRID 15-70 130 ACA EUX9 HHG","1","0105","L","98473428","Stator w/housing shot blasted",1,"PC","Yes",""]
[98994506,"UPM3 HYBRID 15-70 130 ACA EUX9 HHG","1","0135","L","98288541","O-ring D15x2",1,"PC","No",""]
[98994506,"UPM3 HYBRID 15-70 130 ACA EUX9 HHG","1","0140","L","98460464","Rotor can cpl. D28x41.4 W DEBLOCKING",1,"PC","No",""]
[98994506,"UPM3 HYBRID 15-70 130 ACA EUX9 HHG","1","0150","L","97704972","Gasket D82xD70.2x4",1,"PC","No",""]
[98994506,"UPM3 HYBRID 15-70 130 ACA EUX9 HHG","1","0220","L","98419135","#axe+roue cpl. UPM3 RS4",1,"PC","Yes","x"]
[98994506,"UPM3 HYBRID 15-70 130 ACA EUX9 HHG","1","0230","L","98152261","Hex cap screw M5x16 raw w. Eco-lubric",4,"PC","No",""]
[98994506,"UPM3 HYBRID 15-70 130 ACA EUX9 HHG","1","0240","L","98419166","Pump housing DN15-130 1\" CED",1,"PC","No",""]
[98994506,"UPM3 HYBRID 15-70 130 ACA EUX9 HHG","1","0260","L","98477859","Ctrl UPM3 PWM Hybrid Super Seal not conf",1,"PC","Yes",""]
[98994506,"UPM3 HYBRID 15-70 130 ACA EUX9 HHG","1","0290","L","98441191","Front Foil, Hybrid",1,"PC","No",""]
[98994506,"UPM3 HYBRID 15-70 130 ACA EUX9 HHG","1","0430","L","98603930","Quick guide UPM3 HYBRID",1,"PC","No",""]
[98994506,"UPM3 HYBRID 15-70 130 ACA EUX9 HHG","1","0720","L","98696458","#Packaging cpl. euro pallet 175 pcs.",6.0000000000000001E-3,"PC","Yes","x","emballage"]
[98995221,"UPM3 FLEX AS 25-70 130 AZJ EUX9 FRT","1","0105","L","98473428","Stator w/housing shot blasted",1,"PC","Yes",""]
[98995221,"UPM3 FLEX AS 25-70 130 AZJ EUX9 FRT","1","0135","L","98288541","O-ring D15x2",1,"PC","No",""]
[98995221,"UPM3 FLEX AS 25-70 130 AZJ EUX9 FRT","1","0140","L","98460464","Rotor can cpl. D28x41.4 W DEBLOCKING",1,"PC","No",""]
[98995221,"UPM3 FLEX AS 25-70 130 AZJ EUX9 FRT","1","0150","L","97704972","Gasket D82xD70.2x4",1,"PC","No",""]
[98995221,"UPM3 FLEX AS 25-70 130 AZJ EUX9 FRT","1","0220","L","98419135","#axe+roue cpl. UPM3 RS4",1,"PC","Yes","x"]
[98995221,"UPM3 FLEX AS 25-70 130 AZJ EUX9 FRT","1","0230","L","98152261","Hex cap screw M5x16 raw w. Eco-lubric",4,"PC","No",""]
[98995221,"UPM3 FLEX AS 25-70 130 AZJ EUX9 FRT","1","0240","L","98446965","Pump housing DN25-130 1 1/2\" CED",1,"PC","No",""]
[98995221,"UPM3 FLEX AS 25-70 130 AZJ EUX9 FRT","1","0260","L","98477859","Ctrl UPM3 PWM Hybrid Super Seal not conf",1,"PC","Yes",""]
[98995221,"UPM3 FLEX AS 25-70 130 AZJ EUX9 FRT","1","0290","L","98441191","Front Foil, Hybrid",1,"PC","No",""]
[98995221,"UPM3 FLEX AS 25-70 130 AZJ EUX9 FRT","1","0440","L","520046","JOINT POUR R.U.  44X32X2",2,"PC","No",""]
[98995221,"UPM3 FLEX AS 25-70 130 AZJ EUX9 FRT","1","0670","L","98460258","Cable cpl. Power UPM3 1000mm",1,"PC","No",""]
[98995221,"UPM3 FLEX AS 25-70 130 AZJ EUX9 FRT","1","0720","L","98696458","#Packaging cpl. euro pallet 175 pcs.",6.0000000000000001E-3,"PC","Yes","x","emballage"]
[98995467,"UPM3 HYBRID 25-70 180 ACA EUX0 PM","1","0105","L","98473428","Stator w/housing shot blasted",1,"PC","Yes",""]
[98995467,"UPM3 HYBRID 25-70 180 ACA EUX0 PM","1","0135","L","98288541","O-ring D15x2",1,"PC","No",""]
[98995467,"UPM3 HYBRID 25-70 180 ACA EUX0 PM","1","0140","L","98460464","Rotor can cpl. D28x41.4 W DEBLOCKING",1,"PC","No",""]
[98995467,"UPM3 HYBRID 25-70 180 ACA EUX0 PM","1","0150","L","97704972","Gasket D82xD70.2x4",1,"PC","No",""]
[98995467,"UPM3 HYBRID 25-70 180 ACA EUX0 PM","1","0220","L","98419135","#axe+roue cpl. UPM3 RS4",1,"PC","Yes","x"]
[98995467,"UPM3 HYBRID 25-70 180 ACA EUX0 PM","1","0230","L","98152261","Hex cap screw M5x16 raw w. Eco-lubric",4,"PC","No",""]
[98995467,"UPM3 HYBRID 25-70 180 ACA EUX0 PM","1","0240","L","98446967","Pump housing DN25-180 1 1/2\" CED UPM3",1,"PC","No",""]
[98995467,"UPM3 HYBRID 25-70 180 ACA EUX0 PM","1","0260","L","98477859","Ctrl UPM3 PWM Hybrid Super Seal not conf",1,"PC","Yes",""]
[98995467,"UPM3 HYBRID 25-70 180 ACA EUX0 PM","1","0290","L","98441191","Front Foil, Hybrid",1,"PC","No",""]
[98995467,"UPM3 HYBRID 25-70 180 ACA EUX0 PM","1","0300","L","98451691","Blind plug f/Mini Superseal",1,"PC","No",""]
[98995467,"UPM3 HYBRID 25-70 180 ACA EUX0 PM","1","0430","L","98603930","Quick guide UPM3 HYBRID",1,"PC","No",""]
[98995467,"UPM3 HYBRID 25-70 180 ACA EUX0 PM","1","0720","L","98692910","#Packaging cpl. half euro pallet 96 pcs.",2.1000000000000001E-2,"PC","Yes","x","emballage"]
[98996262,"UPM3 FLEX AS 15-70 130 AZJ EUX9 SFI","1","0105","L","98473428","Stator w/housing shot blasted",1,"PC","Yes",""]
[98996262,"UPM3 FLEX AS 15-70 130 AZJ EUX9 SFI","1","0135","L","98288541","O-ring D15x2",1,"PC","No",""]
[98996262,"UPM3 FLEX AS 15-70 130 AZJ EUX9 SFI","1","0140","L","98460464","Rotor can cpl. D28x41.4 W DEBLOCKING",1,"PC","No",""]
[98996262,"UPM3 FLEX AS 15-70 130 AZJ EUX9 SFI","1","0150","L","97704972","Gasket D82xD70.2x4",1,"PC","No",""]
[98996262,"UPM3 FLEX AS 15-70 130 AZJ EUX9 SFI","1","0220","L","98419135","#axe+roue cpl. UPM3 RS4",1,"PC","Yes","x"]
[98996262,"UPM3 FLEX AS 15-70 130 AZJ EUX9 SFI","1","0230","L","98152261","Hex cap screw M5x16 raw w. Eco-lubric",4,"PC","No",""]
[98996262,"UPM3 FLEX AS 15-70 130 AZJ EUX9 SFI","1","0240","L","98419166","Pump housing DN15-130 1\" CED",1,"PC","No",""]
[98996262,"UPM3 FLEX AS 15-70 130 AZJ EUX9 SFI","1","0260","L","98477859","Ctrl UPM3 PWM Hybrid Super Seal not conf",1,"PC","Yes",""]
[98996262,"UPM3 FLEX AS 15-70 130 AZJ EUX9 SFI","1","0290","L","98441191","Front Foil, Hybrid",1,"PC","No",""]
[98996262,"UPM3 FLEX AS 15-70 130 AZJ EUX9 SFI","1","0670","L","98460260","Cable cpl,. Power UPM3 1000mm",1,"PC","No",""]
[98996262,"UPM3 FLEX AS 15-70 130 AZJ EUX9 SFI","1","0720","L","98692923","#Packaging cpl. half euro pallet 96 pcs.",2.1000000000000001E-2,"PC","Yes","x","emballage"]
[98997356,"UPM3 AUTO L 32-70 180 ZZZ EUX9 EIO","1","0105","L","98473428","Stator w/housing shot blasted",1,"PC","Yes",""]
[98997356,"UPM3 AUTO L 32-70 180 ZZZ EUX9 EIO","1","0135","L","98288541","O-ring D15x2",1,"PC","No",""]
[98997356,"UPM3 AUTO L 32-70 180 ZZZ EUX9 EIO","1","0140","L","98460464","Rotor can cpl. D28x41.4 W DEBLOCKING",1,"PC","No",""]
[98997356,"UPM3 AUTO L 32-70 180 ZZZ EUX9 EIO","1","0150","L","97704972","Gasket D82xD70.2x4",1,"PC","No",""]
[98997356,"UPM3 AUTO L 32-70 180 ZZZ EUX9 EIO","1","0220","L","98419135","#axe+roue cpl. UPM3 RS4",1,"PC","Yes","x"]
[98997356,"UPM3 AUTO L 32-70 180 ZZZ EUX9 EIO","1","0230","L","98152261","Hex cap screw M5x16 raw w. Eco-lubric",4,"PC","No",""]
[98997356,"UPM3 AUTO L 32-70 180 ZZZ EUX9 EIO","1","0240","L","98446970","Pump housing DN32-180 2\" CED UPM3",1,"PC","No",""]
[98997356,"UPM3 AUTO L 32-70 180 ZZZ EUX9 EIO","1","0260","L","98477859","Ctrl UPM3 PWM Hybrid Super Seal not conf",1,"PC","Yes",""]
[98997356,"UPM3 AUTO L 32-70 180 ZZZ EUX9 EIO","1","0290","L","98441191","Front Foil, Hybrid",1,"PC","No",""]
[98997356,"UPM3 AUTO L 32-70 180 ZZZ EUX9 EIO","1","0489","L","97570310","#Etiquette 120x60 cpl. spare",1,"PC","Yes","x"]
[98997356,"UPM3 AUTO L 32-70 180 ZZZ EUX9 EIO","1","0670","L","98616051","Cable cpl. Power UPM3 2000mm",1,"PC","No",""]
[98997356,"UPM3 AUTO L 32-70 180 ZZZ EUX9 EIO","1","0720","L","98661018","#Single box cpl. small UPM3",1,"PC","Yes","x","Emb. indiv. "]
[98998121,"UPM3 AUTO L 25-70 180 ZZZ EUX9 EIO","1","0105","L","98473428","Stator w/housing shot blasted",1,"PC","Yes",""]
[98998121,"UPM3 AUTO L 25-70 180 ZZZ EUX9 EIO","1","0135","L","98288541","O-ring D15x2",1,"PC","No",""]
[98998121,"UPM3 AUTO L 25-70 180 ZZZ EUX9 EIO","1","0140","L","98460464","Rotor can cpl. D28x41.4 W DEBLOCKING",1,"PC","No",""]
[98998121,"UPM3 AUTO L 25-70 180 ZZZ EUX9 EIO","1","0150","L","97704972","Gasket D82xD70.2x4",1,"PC","No",""]
[98998121,"UPM3 AUTO L 25-70 180 ZZZ EUX9 EIO","1","0220","L","98419135","#axe+roue cpl. UPM3 RS4",1,"PC","Yes","x"]
[98998121,"UPM3 AUTO L 25-70 180 ZZZ EUX9 EIO","1","0230","L","98152261","Hex cap screw M5x16 raw w. Eco-lubric",4,"PC","No",""]
[98998121,"UPM3 AUTO L 25-70 180 ZZZ EUX9 EIO","1","0240","L","98446967","Pump housing DN25-180 1 1/2\" CED UPM3",1,"PC","No",""]
[98998121,"UPM3 AUTO L 25-70 180 ZZZ EUX9 EIO","1","0260","L","98477859","Ctrl UPM3 PWM Hybrid Super Seal not conf",1,"PC","Yes",""]
[98998121,"UPM3 AUTO L 25-70 180 ZZZ EUX9 EIO","1","0290","L","98441191","Front Foil, Hybrid",1,"PC","No",""]
[98998121,"UPM3 AUTO L 25-70 180 ZZZ EUX9 EIO","1","0670","L","98616051","Cable cpl. Power UPM3 2000mm",1,"PC","No",""]
[98998121,"UPM3 AUTO L 25-70 180 ZZZ EUX9 EIO","1","0720","L","98692910","#Packaging cpl. half euro pallet 96 pcs.",2.1000000000000001E-2,"PC","Yes","x","emballage"]
[99001931,"UPM3 HYBRID 25-70 130 ACA EUX9 HHG","1","0105","L","98473428","Stator w/housing shot blasted",1,"PC","Yes",""]
[99001931,"UPM3 HYBRID 25-70 130 ACA EUX9 HHG","1","0135","L","98288541","O-ring D15x2",1,"PC","No",""]
[99001931,"UPM3 HYBRID 25-70 130 ACA EUX9 HHG","1","0140","L","98460464","Rotor can cpl. D28x41.4 W DEBLOCKING",1,"PC","No",""]
[99001931,"UPM3 HYBRID 25-70 130 ACA EUX9 HHG","1","0150","L","97704972","Gasket D82xD70.2x4",1,"PC","No",""]
[99001931,"UPM3 HYBRID 25-70 130 ACA EUX9 HHG","1","0220","L","98419135","#axe+roue cpl. UPM3 RS4",1,"PC","Yes","x"]
[99001931,"UPM3 HYBRID 25-70 130 ACA EUX9 HHG","1","0230","L","98152261","Hex cap screw M5x16 raw w. Eco-lubric",4,"PC","No",""]
[99001931,"UPM3 HYBRID 25-70 130 ACA EUX9 HHG","1","0240","L","98446965","Pump housing DN25-130 1 1/2\" CED",1,"PC","No",""]
[99001931,"UPM3 HYBRID 25-70 130 ACA EUX9 HHG","1","0260","L","98477859","Ctrl UPM3 PWM Hybrid Super Seal not conf",1,"PC","Yes",""]
[99001931,"UPM3 HYBRID 25-70 130 ACA EUX9 HHG","1","0290","L","98441191","Front Foil, Hybrid",1,"PC","No",""]
[99001931,"UPM3 HYBRID 25-70 130 ACA EUX9 HHG","1","0430","L","98603930","Quick guide UPM3 HYBRID",1,"PC","No",""]
[99001931,"UPM3 HYBRID 25-70 130 ACA EUX9 HHG","1","0720","L","98696458","#Packaging cpl. euro pallet 175 pcs.",6.0000000000000001E-3,"PC","Yes","x","emballage"]
[99002027,"UPM3 FLEX AS 25-70 130 AZJ EUX9 PSI","1","0105","L","98473428","Stator w/housing shot blasted",1,"PC","Yes",""]
[99002027,"UPM3 FLEX AS 25-70 130 AZJ EUX9 PSI","1","0135","L","98288541","O-ring D15x2",1,"PC","No",""]
[99002027,"UPM3 FLEX AS 25-70 130 AZJ EUX9 PSI","1","0140","L","98460464","Rotor can cpl. D28x41.4 W DEBLOCKING",1,"PC","No",""]
[99002027,"UPM3 FLEX AS 25-70 130 AZJ EUX9 PSI","1","0150","L","97704972","Gasket D82xD70.2x4",1,"PC","No",""]
[99002027,"UPM3 FLEX AS 25-70 130 AZJ EUX9 PSI","1","0220","L","98419135","#axe+roue cpl. UPM3 RS4",1,"PC","Yes","x"]
[99002027,"UPM3 FLEX AS 25-70 130 AZJ EUX9 PSI","1","0230","L","98152261","Hex cap screw M5x16 raw w. Eco-lubric",4,"PC","No",""]
[99002027,"UPM3 FLEX AS 25-70 130 AZJ EUX9 PSI","1","0240","L","98446965","Pump housing DN25-130 1 1/2\" CED",1,"PC","No",""]
[99002027,"UPM3 FLEX AS 25-70 130 AZJ EUX9 PSI","1","0260","L","98477859","Ctrl UPM3 PWM Hybrid Super Seal not conf",1,"PC","Yes",""]
[99002027,"UPM3 FLEX AS 25-70 130 AZJ EUX9 PSI","1","0290","L","98441191","Front Foil, Hybrid",1,"PC","No",""]
[99002027,"UPM3 FLEX AS 25-70 130 AZJ EUX9 PSI","1","0670","L","98460260","Cable cpl,. Power UPM3 1000mm",1,"PC","No",""]
[99002027,"UPM3 FLEX AS 25-70 130 AZJ EUX9 PSI","1","0720","L","98696458","#Packaging cpl. euro pallet 175 pcs.",6.0000000000000001E-3,"PC","Yes","x","emballage"]
[99009684,"UPM3 HYBRID 15-70 130 ACA EUX9 HTJ","1","0105","L","98473428","Stator w/housing shot blasted",1,"PC","Yes",""]
[99009684,"UPM3 HYBRID 15-70 130 ACA EUX9 HTJ","1","0135","L","98288541","O-ring D15x2",1,"PC","No",""]
[99009684,"UPM3 HYBRID 15-70 130 ACA EUX9 HTJ","1","0140","L","98460464","Rotor can cpl. D28x41.4 W DEBLOCKING",1,"PC","No",""]
[99009684,"UPM3 HYBRID 15-70 130 ACA EUX9 HTJ","1","0150","L","97704972","Gasket D82xD70.2x4",1,"PC","No",""]
[99009684,"UPM3 HYBRID 15-70 130 ACA EUX9 HTJ","1","0220","L","98419135","#axe+roue cpl. UPM3 RS4",1,"PC","Yes","x"]
[99009684,"UPM3 HYBRID 15-70 130 ACA EUX9 HTJ","1","0230","L","98152261","Hex cap screw M5x16 raw w. Eco-lubric",4,"PC","No",""]
[99009684,"UPM3 HYBRID 15-70 130 ACA EUX9 HTJ","1","0240","L","98419166","Pump housing DN15-130 1\" CED",1,"PC","No",""]
[99009684,"UPM3 HYBRID 15-70 130 ACA EUX9 HTJ","1","0260","L","98477859","Ctrl UPM3 PWM Hybrid Super Seal not conf",1,"PC","Yes",""]
[99009684,"UPM3 HYBRID 15-70 130 ACA EUX9 HTJ","1","0290","L","98441191","Front Foil, Hybrid",1,"PC","No",""]
[99009684,"UPM3 HYBRID 15-70 130 ACA EUX9 HTJ","1","0670","L","98616051","Cable cpl. Power UPM3 2000mm",1,"PC","No",""]
[99009684,"UPM3 HYBRID 15-70 130 ACA EUX9 HTJ","1","0680","L","98347385","Cable cpl. Signal UPM3 2000mm",1,"PC","No",""]
[99009684,"UPM3 HYBRID 15-70 130 ACA EUX9 HTJ","1","0720","L","98692923","#Packaging cpl. half euro pallet 96 pcs.",2.1000000000000001E-2,"PC","Yes","x","emballage"]
[99013593,"UPM3 DHW 15-70 N 130 AZJ EUX9 PEW","1","0105","L","98473428","Stator w/housing shot blasted",1,"PC","Yes",""]
[99013593,"UPM3 DHW 15-70 N 130 AZJ EUX9 PEW","1","0135","L","98288541","O-ring D15x2",1,"PC","No",""]
[99013593,"UPM3 DHW 15-70 N 130 AZJ EUX9 PEW","1","0140","L","98460464","Rotor can cpl. D28x41.4 W DEBLOCKING",1,"PC","No",""]
[99013593,"UPM3 DHW 15-70 N 130 AZJ EUX9 PEW","1","0150","L","97704972","Gasket D82xD70.2x4",1,"PC","No",""]
[99013593,"UPM3 DHW 15-70 N 130 AZJ EUX9 PEW","1","0220","L","98494812","Shaft w/impeller cpl. w/o hole",1,"PC","Yes","x"]
[99013593,"UPM3 DHW 15-70 N 130 AZJ EUX9 PEW","1","0230","L","98152261","Hex cap screw M5x16 raw w. Eco-lubric",4,"PC","No",""]
[99013593,"UPM3 DHW 15-70 N 130 AZJ EUX9 PEW","1","0240","L","98930212","Pump housing cpl. DN15-130 1\" N",1,"PC","No",""]
[99013593,"UPM3 DHW 15-70 N 130 AZJ EUX9 PEW","1","0260","L","98477859","Ctrl UPM3 PWM Hybrid Super Seal not conf",1,"PC","Yes",""]
[99013593,"UPM3 DHW 15-70 N 130 AZJ EUX9 PEW","1","0290","L","98838966","Front foil Hybrid, DHW - Violet",1,"PC","No",""]
[99013593,"UPM3 DHW 15-70 N 130 AZJ EUX9 PEW","1","0515","L","591406","#OEM label blank  90x140",2.8000000000000001E-2,"PC","Yes","x"]
[99013593,"UPM3 DHW 15-70 N 130 AZJ EUX9 PEW","1","0670","L","98373384","Cable cpl. Power UPM3 2000mm",1,"PC","No",""]
[99013593,"UPM3 DHW 15-70 N 130 AZJ EUX9 PEW","1","0680","L","98347385","Cable cpl. Signal UPM3 2000mm",1,"PC","No",""]
[99013593,"UPM3 DHW 15-70 N 130 AZJ EUX9 PEW","1","0720","L","98692923","#Packaging cpl. half euro pallet 96 pcs.",2.8000000000000001E-2,"PC","Yes","x","emballage"]
[99016694,"UPM3 AUTO L 25-70 130 ZZZ EUX9 TMD","1","0105","L","98473428","Stator w/housing shot blasted",1,"PC","Yes",""]
[99016694,"UPM3 AUTO L 25-70 130 ZZZ EUX9 TMD","1","0135","L","98288541","O-ring D15x2",1,"PC","No",""]
[99016694,"UPM3 AUTO L 25-70 130 ZZZ EUX9 TMD","1","0140","L","98460464","Rotor can cpl. D28x41.4 W DEBLOCKING",1,"PC","No",""]
[99016694,"UPM3 AUTO L 25-70 130 ZZZ EUX9 TMD","1","0150","L","97704972","Gasket D82xD70.2x4",1,"PC","No",""]
[99016694,"UPM3 AUTO L 25-70 130 ZZZ EUX9 TMD","1","0220","L","98419135","#axe+roue cpl. UPM3 RS4",1,"PC","Yes","x"]
[99016694,"UPM3 AUTO L 25-70 130 ZZZ EUX9 TMD","1","0230","L","98152261","Hex cap screw M5x16 raw w. Eco-lubric",4,"PC","No",""]
[99016694,"UPM3 AUTO L 25-70 130 ZZZ EUX9 TMD","1","0240","L","98446965","Pump housing DN25-130 1 1/2\" CED",1,"PC","No",""]
[99016694,"UPM3 AUTO L 25-70 130 ZZZ EUX9 TMD","1","0260","L","98477859","Ctrl UPM3 PWM Hybrid Super Seal not conf",1,"PC","Yes",""]
[99016694,"UPM3 AUTO L 25-70 130 ZZZ EUX9 TMD","1","0290","L","98441191","Front Foil, Hybrid",1,"PC","No",""]
[99016694,"UPM3 AUTO L 25-70 130 ZZZ EUX9 TMD","1","0300","L","98451691","Blind plug f/Mini Superseal",1,"PC","No",""]
[99016694,"UPM3 AUTO L 25-70 130 ZZZ EUX9 TMD","1","0515","L","591406","#OEM label blank  90x140",7.0000000000000001E-3,"PC","Yes","x"]
[99016694,"UPM3 AUTO L 25-70 130 ZZZ EUX9 TMD","1","0670","L","98460260","Cable cpl,. Power UPM3 1000mm",1,"PC","No",""]
[99016694,"UPM3 AUTO L 25-70 130 ZZZ EUX9 TMD","1","0720","L","98696458","#Packaging cpl. euro pallet 175 pcs.",7.0000000000000001E-3,"PC","Yes","x","emballage"]
[99016706,"UPM3 AUTO L 25-70 180 ZZZ EUX9 YDR","1","0105","L","98473428","Stator w/housing shot blasted",1,"PC","Yes",""]
[99016706,"UPM3 AUTO L 25-70 180 ZZZ EUX9 YDR","1","0135","L","98288541","O-ring D15x2",1,"PC","No",""]
[99016706,"UPM3 AUTO L 25-70 180 ZZZ EUX9 YDR","1","0140","L","98460464","Rotor can cpl. D28x41.4 W DEBLOCKING",1,"PC","No",""]
[99016706,"UPM3 AUTO L 25-70 180 ZZZ EUX9 YDR","1","0150","L","97704972","Gasket D82xD70.2x4",1,"PC","No",""]
[99016706,"UPM3 AUTO L 25-70 180 ZZZ EUX9 YDR","1","0220","L","98419135","#axe+roue cpl. UPM3 RS4",1,"PC","Yes","x"]
[99016706,"UPM3 AUTO L 25-70 180 ZZZ EUX9 YDR","1","0230","L","98152261","Hex cap screw M5x16 raw w. Eco-lubric",4,"PC","No",""]
[99016706,"UPM3 AUTO L 25-70 180 ZZZ EUX9 YDR","1","0240","L","98446967","Pump housing DN25-180 1 1/2\" CED UPM3",1,"PC","No",""]
[99016706,"UPM3 AUTO L 25-70 180 ZZZ EUX9 YDR","1","0260","L","98477859","Ctrl UPM3 PWM Hybrid Super Seal not conf",1,"PC","Yes",""]
[99016706,"UPM3 AUTO L 25-70 180 ZZZ EUX9 YDR","1","0290","L","98441191","Front Foil, Hybrid",1,"PC","No",""]
[99016706,"UPM3 AUTO L 25-70 180 ZZZ EUX9 YDR","1","0515","L","591406","#OEM label blank  90x140",8.0000000000000002E-3,"PC","Yes","x"]
[99016706,"UPM3 AUTO L 25-70 180 ZZZ EUX9 YDR","1","0670","L","98616020","Cable cpl. Power UPM3 1000mm",1,"PC","No",""]
[99016706,"UPM3 AUTO L 25-70 180 ZZZ EUX9 YDR","1","0720","L","98692892","#Packaging cpl. euro pallet 150 pcs.",8.0000000000000002E-3,"PC","Yes","x","emballage"]
[99016993,"UPM3 AUTO L 15-70 130 ZZZ EUX9 AWM","1","0105","L","98473428","Stator w/housing shot blasted",1,"PC","Yes",""]
[99016993,"UPM3 AUTO L 15-70 130 ZZZ EUX9 AWM","1","0135","L","98288541","O-ring D15x2",1,"PC","No",""]
[99016993,"UPM3 AUTO L 15-70 130 ZZZ EUX9 AWM","1","0140","L","98460464","Rotor can cpl. D28x41.4 W DEBLOCKING",1,"PC","No",""]
[99016993,"UPM3 AUTO L 15-70 130 ZZZ EUX9 AWM","1","0150","L","97704972","Gasket D82xD70.2x4",1,"PC","No",""]
[99016993,"UPM3 AUTO L 15-70 130 ZZZ EUX9 AWM","1","0220","L","98419135","#axe+roue cpl. UPM3 RS4",1,"PC","Yes","x"]
[99016993,"UPM3 AUTO L 15-70 130 ZZZ EUX9 AWM","1","0230","L","98152261","Hex cap screw M5x16 raw w. Eco-lubric",4,"PC","No",""]
[99016993,"UPM3 AUTO L 15-70 130 ZZZ EUX9 AWM","1","0240","L","98419166","Pump housing DN15-130 1\" CED",1,"PC","No",""]
[99016993,"UPM3 AUTO L 15-70 130 ZZZ EUX9 AWM","1","0260","L","98477859","Ctrl UPM3 PWM Hybrid Super Seal not conf",1,"PC","Yes",""]
[99016993,"UPM3 AUTO L 15-70 130 ZZZ EUX9 AWM","1","0290","L","98441191","Front Foil, Hybrid",1,"PC","No",""]
[99016993,"UPM3 AUTO L 15-70 130 ZZZ EUX9 AWM","1","0440","L","504023","JOINT 1\" 29/23X2",2,"PC","No",""]
[99016993,"UPM3 AUTO L 15-70 130 ZZZ EUX9 AWM","1","0515","L","591406","#OEM label blank  90x140",7.0000000000000001E-3,"PC","Yes","x"]
[99016993,"UPM3 AUTO L 15-70 130 ZZZ EUX9 AWM","1","0670","L","98460258","Cable cpl. Power UPM3 1000mm",1,"PC","No",""]
[99016993,"UPM3 AUTO L 15-70 130 ZZZ EUX9 AWM","1","0720","L","98696458","#Packaging cpl. euro pallet 175 pcs.",7.0000000000000001E-3,"PC","Yes","x","emballage"]
[99017233,"UPM3K HYBRID 15-70 N 130 ACA EUX3 LGO","1","0105","L","98473441","Stator w/housing CED, drain hole pos. 12",1,"PC","Yes",""]
[99017233,"UPM3K HYBRID 15-70 N 130 ACA EUX3 LGO","1","0135","L","98288541","O-ring D15x2",1,"PC","No",""]
[99017233,"UPM3K HYBRID 15-70 N 130 ACA EUX3 LGO","1","0140","L","98460464","Rotor can cpl. D28x41.4 W DEBLOCKING",1,"PC","No",""]
[99017233,"UPM3K HYBRID 15-70 N 130 ACA EUX3 LGO","1","0150","L","97704972","Gasket D82xD70.2x4",1,"PC","No",""]
[99017233,"UPM3K HYBRID 15-70 N 130 ACA EUX3 LGO","1","0220","L","98494812","Shaft w/impeller cpl. w/o hole",1,"PC","Yes","x"]
[99017233,"UPM3K HYBRID 15-70 N 130 ACA EUX3 LGO","1","0230","L","98152261","Hex cap screw M5x16 raw w. Eco-lubric",4,"PC","No",""]
[99017233,"UPM3K HYBRID 15-70 N 130 ACA EUX3 LGO","1","0240","L","98930212","Pump housing cpl. DN15-130 1\" N",1,"PC","No",""]
[99017233,"UPM3K HYBRID 15-70 N 130 ACA EUX3 LGO","1","0260","L","98477859","Ctrl UPM3 PWM Hybrid Super Seal not conf",1,"PC","Yes",""]
[99017233,"UPM3K HYBRID 15-70 N 130 ACA EUX3 LGO","1","0290","L","98838925","Front foil Hybrid, K (Condensing) - Blue",1,"PC","No",""]
[99017233,"UPM3K HYBRID 15-70 N 130 ACA EUX3 LGO","1","0430","L","98603930","Quick guide UPM3 HYBRID",1,"PC","No",""]
[99017233,"UPM3K HYBRID 15-70 N 130 ACA EUX3 LGO","1","0489","L","97570310","#Etiquette 120x60 cpl. spare",1,"PC","Yes","x"]
[99017233,"UPM3K HYBRID 15-70 N 130 ACA EUX3 LGO","1","0670","L","98616051","Cable cpl. Power UPM3 2000mm",1,"PC","No",""]
[99017233,"UPM3K HYBRID 15-70 N 130 ACA EUX3 LGO","1","0680","L","98347385","Cable cpl. Signal UPM3 2000mm",1,"PC","No",""]
[99017233,"UPM3K HYBRID 15-70 N 130 ACA EUX3 LGO","1","0720","L","98661018","#Single box cpl. small UPM3",1,"PC","Yes","x","Emb. indiv. "]
[99017263,"UPM3 HYBRID 25-70 180 ACJ EUX9 AQT","1","0105","L","98473428","Stator w/housing shot blasted",1,"PC","Yes",""]
[99017263,"UPM3 HYBRID 25-70 180 ACJ EUX9 AQT","1","0135","L","98288541","O-ring D15x2",1,"PC","No",""]
[99017263,"UPM3 HYBRID 25-70 180 ACJ EUX9 AQT","1","0140","L","98460464","Rotor can cpl. D28x41.4 W DEBLOCKING",1,"PC","No",""]
[99017263,"UPM3 HYBRID 25-70 180 ACJ EUX9 AQT","1","0150","L","97704972","Gasket D82xD70.2x4",1,"PC","No",""]
[99017263,"UPM3 HYBRID 25-70 180 ACJ EUX9 AQT","1","0220","L","98419135","#axe+roue cpl. UPM3 RS4",1,"PC","Yes","x"]
[99017263,"UPM3 HYBRID 25-70 180 ACJ EUX9 AQT","1","0230","L","98152261","Hex cap screw M5x16 raw w. Eco-lubric",4,"PC","No",""]
[99017263,"UPM3 HYBRID 25-70 180 ACJ EUX9 AQT","1","0240","L","98446967","Pump housing DN25-180 1 1/2\" CED UPM3",1,"PC","No",""]
[99017263,"UPM3 HYBRID 25-70 180 ACJ EUX9 AQT","1","0260","L","98477859","Ctrl UPM3 PWM Hybrid Super Seal not conf",1,"PC","Yes",""]
[99017263,"UPM3 HYBRID 25-70 180 ACJ EUX9 AQT","1","0290","L","98441191","Front Foil, Hybrid",1,"PC","No",""]
[99017263,"UPM3 HYBRID 25-70 180 ACJ EUX9 AQT","1","0300","L","98451691","Blind plug f/Mini Superseal",1,"PC","No",""]
[99017263,"UPM3 HYBRID 25-70 180 ACJ EUX9 AQT","1","0430","L","98603930","Quick guide UPM3 HYBRID",1,"PC","No",""]
[99017263,"UPM3 HYBRID 25-70 180 ACJ EUX9 AQT","1","0515","L","591406","#OEM label blank  90x140",2.8000000000000001E-2,"PC","Yes","x"]
[99017263,"UPM3 HYBRID 25-70 180 ACJ EUX9 AQT","1","0670","L","98616051","Cable cpl. Power UPM3 2000mm",1,"PC","No",""]
[99017263,"UPM3 HYBRID 25-70 180 ACJ EUX9 AQT","1","0720","L","98692910","#Packaging cpl. half euro pallet 96 pcs.",2.8000000000000001E-2,"PC","Yes","x","emballage"]
[99017859,"UPM3 FLEX AS 15-70 130 AZA EUX9 SEM","1","0105","L","98473428","Stator w/housing shot blasted",1,"PC","Yes",""]
[99017859,"UPM3 FLEX AS 15-70 130 AZA EUX9 SEM","1","0135","L","98288541","O-ring D15x2",1,"PC","No",""]
[99017859,"UPM3 FLEX AS 15-70 130 AZA EUX9 SEM","1","0140","L","98460464","Rotor can cpl. D28x41.4 W DEBLOCKING",1,"PC","No",""]
[99017859,"UPM3 FLEX AS 15-70 130 AZA EUX9 SEM","1","0150","L","97704972","Gasket D82xD70.2x4",1,"PC","No",""]
[99017859,"UPM3 FLEX AS 15-70 130 AZA EUX9 SEM","1","0220","L","98419135","#axe+roue cpl. UPM3 RS4",1,"PC","Yes","x"]
[99017859,"UPM3 FLEX AS 15-70 130 AZA EUX9 SEM","1","0230","L","98152261","Hex cap screw M5x16 raw w. Eco-lubric",4,"PC","No",""]
[99017859,"UPM3 FLEX AS 15-70 130 AZA EUX9 SEM","1","0240","L","98419166","Pump housing DN15-130 1\" CED",1,"PC","No",""]
[99017859,"UPM3 FLEX AS 15-70 130 AZA EUX9 SEM","1","0260","L","98477859","Ctrl UPM3 PWM Hybrid Super Seal not conf",1,"PC","Yes",""]
[99017859,"UPM3 FLEX AS 15-70 130 AZA EUX9 SEM","1","0290","L","98441191","Front Foil, Hybrid",1,"PC","No",""]
[99017859,"UPM3 FLEX AS 15-70 130 AZA EUX9 SEM","1","0515","L","591406","#OEM label blank  90x140",7.0000000000000001E-3,"PC","Yes","x"]
[99017859,"UPM3 FLEX AS 15-70 130 AZA EUX9 SEM","1","0670","L","98460260","Cable cpl,. Power UPM3 1000mm",1,"PC","No",""]
[99017859,"UPM3 FLEX AS 15-70 130 AZA EUX9 SEM","1","0720","L","98696458","#Packaging cpl. euro pallet 175 pcs.",7.0000000000000001E-3,"PC","Yes","x","emballage"]
[99017893,"UPM3 AUTO L 25-70 130 ZZZ EUX9 UNL","1","0105","L","98473428","Stator w/housing shot blasted",1,"PC","Yes",""]
[99017893,"UPM3 AUTO L 25-70 130 ZZZ EUX9 UNL","1","0135","L","98288541","O-ring D15x2",1,"PC","No",""]
[99017893,"UPM3 AUTO L 25-70 130 ZZZ EUX9 UNL","1","0140","L","98460464","Rotor can cpl. D28x41.4 W DEBLOCKING",1,"PC","No",""]
[99017893,"UPM3 AUTO L 25-70 130 ZZZ EUX9 UNL","1","0150","L","97704972","Gasket D82xD70.2x4",1,"PC","No",""]
[99017893,"UPM3 AUTO L 25-70 130 ZZZ EUX9 UNL","1","0220","L","98419135","#axe+roue cpl. UPM3 RS4",1,"PC","Yes","x"]
[99017893,"UPM3 AUTO L 25-70 130 ZZZ EUX9 UNL","1","0230","L","98152261","Hex cap screw M5x16 raw w. Eco-lubric",4,"PC","No",""]
[99017893,"UPM3 AUTO L 25-70 130 ZZZ EUX9 UNL","1","0240","L","98446965","Pump housing DN25-130 1 1/2\" CED",1,"PC","No",""]
[99017893,"UPM3 AUTO L 25-70 130 ZZZ EUX9 UNL","1","0260","L","98477859","Ctrl UPM3 PWM Hybrid Super Seal not conf",1,"PC","Yes",""]
[99017893,"UPM3 AUTO L 25-70 130 ZZZ EUX9 UNL","1","0290","L","98441191","Front Foil, Hybrid",1,"PC","No",""]
[99017893,"UPM3 AUTO L 25-70 130 ZZZ EUX9 UNL","1","0430","L","98651611","Quick guide UPM3 AUTO L",1,"PC","No",""]
[99017893,"UPM3 AUTO L 25-70 130 ZZZ EUX9 UNL","1","0440","L","520046","JOINT POUR R.U.  44X32X2",2,"PC","No",""]
[99017893,"UPM3 AUTO L 25-70 130 ZZZ EUX9 UNL","1","0515","L","591406","#OEM label blank  90x140",7.0000000000000001E-3,"PC","Yes","x"]
[99017893,"UPM3 AUTO L 25-70 130 ZZZ EUX9 UNL","1","0670","L","98460258","Cable cpl. Power UPM3 1000mm",1,"PC","No",""]
[99017893,"UPM3 AUTO L 25-70 130 ZZZ EUX9 UNL","1","0720","L","98696458","#Packaging cpl. euro pallet 175 pcs.",7.0000000000000001E-3,"PC","Yes","x","emballage"]
[99018207,"UPM3 SOLAR 25-145 180 CZA EUX9 JNI","1","0105","L","98634035","Stator w/housing shot bl. drain pos. 6",1,"PC","Yes",""]
[99018207,"UPM3 SOLAR 25-145 180 CZA EUX9 JNI","1","0135","L","98288541","O-ring D15x2",1,"PC","No",""]
[99018207,"UPM3 SOLAR 25-145 180 CZA EUX9 JNI","1","0140","L","98460464","Rotor can cpl. D28x41.4 W DEBLOCKING",1,"PC","No",""]
[99018207,"UPM3 SOLAR 25-145 180 CZA EUX9 JNI","1","0150","L","97704972","Gasket D82xD70.2x4",1,"PC","No",""]
[99018207,"UPM3 SOLAR 25-145 180 CZA EUX9 JNI","1","0220","L","98692629","#Shaft w/impeller cpl. D15.5/52",1,"PC","Yes","x"]
[99018207,"UPM3 SOLAR 25-145 180 CZA EUX9 JNI","1","0230","L","98152261","Hex cap screw M5x16 raw w. Eco-lubric",4,"PC","No",""]
[99018207,"UPM3 SOLAR 25-145 180 CZA EUX9 JNI","1","0240","L","97826022","Corps de pompe 180x1 1/2 CED 7,5 SOLAR",1,"PC","No",""]
[99018207,"UPM3 SOLAR 25-145 180 CZA EUX9 JNI","1","0260","L","98477859","Ctrl UPM3 PWM Hybrid Super Seal not conf",1,"PC","Yes",""]
[99018207,"UPM3 SOLAR 25-145 180 CZA EUX9 JNI","1","0290","L","98677050","Front foil Hybrid, Solar",1,"PC","No",""]
[99018207,"UPM3 SOLAR 25-145 180 CZA EUX9 JNI","1","0300","L","98451691","Blind plug f/Mini Superseal",1,"PC","No",""]
[99018207,"UPM3 SOLAR 25-145 180 CZA EUX9 JNI","1","0430","L","98603956","Quick guide UPM3 SOLAR",1,"PC","No",""]
[99018207,"UPM3 SOLAR 25-145 180 CZA EUX9 JNI","1","0440","L","520046","JOINT POUR R.U.  44X32X2",2,"PC","No",""]
[99018207,"UPM3 SOLAR 25-145 180 CZA EUX9 JNI","1","0489","L","97570310","#Etiquette 120x60 cpl. spare",1,"PC","Yes","x"]
[99018207,"UPM3 SOLAR 25-145 180 CZA EUX9 JNI","1","0670","L","98373384","Cable cpl. Power UPM3 2000mm",1,"PC","No",""]
[99018207,"UPM3 SOLAR 25-145 180 CZA EUX9 JNI","1","0720","L","98661018","#Single box cpl. small UPM3",1,"PC","Yes","x","Emb. indiv. "]
[99018325,"UPM3 AUTO L 15-70 130 ZZZ EUX9 DU","1","0105","L","98473428","Stator w/housing shot blasted",1,"PC","Yes",""]
[99018325,"UPM3 AUTO L 15-70 130 ZZZ EUX9 DU","1","0135","L","98288541","O-ring D15x2",1,"PC","No",""]
[99018325,"UPM3 AUTO L 15-70 130 ZZZ EUX9 DU","1","0140","L","98460464","Rotor can cpl. D28x41.4 W DEBLOCKING",1,"PC","No",""]
[99018325,"UPM3 AUTO L 15-70 130 ZZZ EUX9 DU","1","0150","L","97704972","Gasket D82xD70.2x4",1,"PC","No",""]
[99018325,"UPM3 AUTO L 15-70 130 ZZZ EUX9 DU","1","0220","L","98419135","#axe+roue cpl. UPM3 RS4",1,"PC","Yes","x"]
[99018325,"UPM3 AUTO L 15-70 130 ZZZ EUX9 DU","1","0230","L","98152261","Hex cap screw M5x16 raw w. Eco-lubric",4,"PC","No",""]
[99018325,"UPM3 AUTO L 15-70 130 ZZZ EUX9 DU","1","0240","L","98419166","Pump housing DN15-130 1\" CED",1,"PC","No",""]
[99018325,"UPM3 AUTO L 15-70 130 ZZZ EUX9 DU","1","0260","L","98477859","Ctrl UPM3 PWM Hybrid Super Seal not conf",1,"PC","Yes",""]
[99018325,"UPM3 AUTO L 15-70 130 ZZZ EUX9 DU","1","0290","L","98441191","Front Foil, Hybrid",1,"PC","No",""]
[99018325,"UPM3 AUTO L 15-70 130 ZZZ EUX9 DU","1","0300","L","98451691","Blind plug f/Mini Superseal",1,"PC","No",""]
[99018325,"UPM3 AUTO L 15-70 130 ZZZ EUX9 DU","1","0430","L","98651611","Quick guide UPM3 AUTO L",1,"PC","No",""]
[99018325,"UPM3 AUTO L 15-70 130 ZZZ EUX9 DU","1","0515","L","591406","#OEM label blank  90x140",6.0000000000000001E-3,"PC","Yes","x"]
[99018325,"UPM3 AUTO L 15-70 130 ZZZ EUX9 DU","1","0720","L","98696458","#Packaging cpl. euro pallet 175 pcs.",6.0000000000000001E-3,"PC","Yes","x","emballage"]
[99018328,"UPM3 AUTO 25-70 180 ZZZ EUX3 DU","1","0105","L","98473428","Stator w/housing shot blasted",1,"PC","Yes",""]
[99018328,"UPM3 AUTO 25-70 180 ZZZ EUX3 DU","1","0135","L","98288541","O-ring D15x2",1,"PC","No",""]
[99018328,"UPM3 AUTO 25-70 180 ZZZ EUX3 DU","1","0140","L","98460464","Rotor can cpl. D28x41.4 W DEBLOCKING",1,"PC","No",""]
[99018328,"UPM3 AUTO 25-70 180 ZZZ EUX3 DU","1","0150","L","97704972","Gasket D82xD70.2x4",1,"PC","No",""]
[99018328,"UPM3 AUTO 25-70 180 ZZZ EUX3 DU","1","0220","L","98419135","#axe+roue cpl. UPM3 RS4",1,"PC","Yes","x"]
[99018328,"UPM3 AUTO 25-70 180 ZZZ EUX3 DU","1","0230","L","98152261","Hex cap screw M5x16 raw w. Eco-lubric",4,"PC","No",""]
[99018328,"UPM3 AUTO 25-70 180 ZZZ EUX3 DU","1","0240","L","98446967","Pump housing DN25-180 1 1/2\" CED UPM3",1,"PC","No",""]
[99018328,"UPM3 AUTO 25-70 180 ZZZ EUX3 DU","1","0260","L","98477859","Ctrl UPM3 PWM Hybrid Super Seal not conf",1,"PC","Yes",""]
[99018328,"UPM3 AUTO 25-70 180 ZZZ EUX3 DU","1","0290","L","98441191","Front Foil, Hybrid",1,"PC","No",""]
[99018328,"UPM3 AUTO 25-70 180 ZZZ EUX3 DU","1","0300","L","98451691","Blind plug f/Mini Superseal",1,"PC","No",""]
[99018328,"UPM3 AUTO 25-70 180 ZZZ EUX3 DU","1","0430","L","98651459","Quick guide UPM3 AUTO",1,"PC","No",""]
[99018328,"UPM3 AUTO 25-70 180 ZZZ EUX3 DU","1","0515","L","591406","#OEM label blank  90x140",7.0000000000000001E-3,"PC","Yes","x"]
[99018328,"UPM3 AUTO 25-70 180 ZZZ EUX3 DU","1","0720","L","98692892","#Packaging cpl. euro pallet 150 pcs.",7.0000000000000001E-3,"PC","Yes","x","emballage"]
[99018699,"UPM3 FLEX AS 15-70 130 AZA EUX9 SEM","1","0105","L","98473428","Stator w/housing shot blasted",1,"PC","Yes",""]
[99018699,"UPM3 FLEX AS 15-70 130 AZA EUX9 SEM","1","0135","L","98288541","O-ring D15x2",1,"PC","No",""]
[99018699,"UPM3 FLEX AS 15-70 130 AZA EUX9 SEM","1","0140","L","98460464","Rotor can cpl. D28x41.4 W DEBLOCKING",1,"PC","No",""]
[99018699,"UPM3 FLEX AS 15-70 130 AZA EUX9 SEM","1","0150","L","97704972","Gasket D82xD70.2x4",1,"PC","No",""]
[99018699,"UPM3 FLEX AS 15-70 130 AZA EUX9 SEM","1","0220","L","98419135","#axe+roue cpl. UPM3 RS4",1,"PC","Yes","x"]
[99018699,"UPM3 FLEX AS 15-70 130 AZA EUX9 SEM","1","0230","L","98152261","Hex cap screw M5x16 raw w. Eco-lubric",4,"PC","No",""]
[99018699,"UPM3 FLEX AS 15-70 130 AZA EUX9 SEM","1","0240","L","98419166","Pump housing DN15-130 1\" CED",1,"PC","No",""]
[99018699,"UPM3 FLEX AS 15-70 130 AZA EUX9 SEM","1","0260","L","98477859","Ctrl UPM3 PWM Hybrid Super Seal not conf",1,"PC","Yes",""]
[99018699,"UPM3 FLEX AS 15-70 130 AZA EUX9 SEM","1","0290","L","98441191","Front Foil, Hybrid",1,"PC","No",""]
[99018699,"UPM3 FLEX AS 15-70 130 AZA EUX9 SEM","1","0515","L","591406","#OEM label blank  90x140",2.8000000000000001E-2,"PC","Yes","x"]
[99018699,"UPM3 FLEX AS 15-70 130 AZA EUX9 SEM","1","0670","L","98460260","Cable cpl,. Power UPM3 1000mm",1,"PC","No",""]
[99018699,"UPM3 FLEX AS 15-70 130 AZA EUX9 SEM","1","0720","L","98692923","#Packaging cpl. half euro pallet 96 pcs.",2.8000000000000001E-2,"PC","Yes","x","emballage"]
[99018704,"UPM3 FLEX AS 25-70 130 AZA EUX0 CBC","1","0105","L","98473428","Stator w/housing shot blasted",1,"PC","Yes",""]
[99018704,"UPM3 FLEX AS 25-70 130 AZA EUX0 CBC","1","0135","L","98288541","O-ring D15x2",1,"PC","No",""]
[99018704,"UPM3 FLEX AS 25-70 130 AZA EUX0 CBC","1","0140","L","98460464","Rotor can cpl. D28x41.4 W DEBLOCKING",1,"PC","No",""]
[99018704,"UPM3 FLEX AS 25-70 130 AZA EUX0 CBC","1","0150","L","97704972","Gasket D82xD70.2x4",1,"PC","No",""]
[99018704,"UPM3 FLEX AS 25-70 130 AZA EUX0 CBC","1","0160","L","98116511","Glycerine 75%",1E-3,"L","No",""]
[99018704,"UPM3 FLEX AS 25-70 130 AZA EUX0 CBC","1","0220","L","98419135","#axe+roue cpl. UPM3 RS4",1,"PC","Yes","x"]
[99018704,"UPM3 FLEX AS 25-70 130 AZA EUX0 CBC","1","0230","L","98152261","Hex cap screw M5x16 raw w. Eco-lubric",4,"PC","No",""]
[99018704,"UPM3 FLEX AS 25-70 130 AZA EUX0 CBC","1","0240","L","98446965","Pump housing DN25-130 1 1/2\" CED",1,"PC","No",""]
[99018704,"UPM3 FLEX AS 25-70 130 AZA EUX0 CBC","1","0260","L","98477859","Ctrl UPM3 PWM Hybrid Super Seal not conf",1,"PC","Yes",""]
[99018704,"UPM3 FLEX AS 25-70 130 AZA EUX0 CBC","1","0290","L","98441191","Front Foil, Hybrid",1,"PC","No",""]
[99018704,"UPM3 FLEX AS 25-70 130 AZA EUX0 CBC","1","0300","L","98451691","Blind plug f/Mini Superseal",1,"PC","No",""]
[99018704,"UPM3 FLEX AS 25-70 130 AZA EUX0 CBC","1","0515","L","591406","#OEM label blank  90x140",2.8000000000000001E-2,"PC","Yes","x"]
[99018704,"UPM3 FLEX AS 25-70 130 AZA EUX0 CBC","1","0670","L","98373384","Cable cpl. Power UPM3 2000mm",1,"PC","No",""]
[99018704,"UPM3 FLEX AS 25-70 130 AZA EUX0 CBC","1","0680","L","98347385","Cable cpl. Signal UPM3 2000mm",1,"PC","No",""]
[99018704,"UPM3 FLEX AS 25-70 130 AZA EUX0 CBC","1","0720","L","98692923","#Packaging cpl. half euro pallet 96 pcs.",2.8000000000000001E-2,"PC","Yes","x","emballage"]
[99018775,"UPM3K FLEX AC 25-75 N 130 ACA EUX9 GTS","1","0105","L","98473430","Stator w/housing CED, drain hole pos. 6",1,"PC","Yes",""]
[99018775,"UPM3K FLEX AC 25-75 N 130 ACA EUX9 GTS","1","0135","L","98288541","O-ring D15x2",1,"PC","No",""]
[99018775,"UPM3K FLEX AC 25-75 N 130 ACA EUX9 GTS","1","0140","L","98460464","Rotor can cpl. D28x41.4 W DEBLOCKING",1,"PC","No",""]
[99018775,"UPM3K FLEX AC 25-75 N 130 ACA EUX9 GTS","1","0150","L","97704972","Gasket D82xD70.2x4",1,"PC","No",""]
[99018775,"UPM3K FLEX AC 25-75 N 130 ACA EUX9 GTS","1","0220","L","98419135","#axe+roue cpl. UPM3 RS4",1,"PC","Yes","x"]
[99018775,"UPM3K FLEX AC 25-75 N 130 ACA EUX9 GTS","1","0230","L","98152261","Hex cap screw M5x16 raw w. Eco-lubric",4,"PC","No",""]
[99018775,"UPM3K FLEX AC 25-75 N 130 ACA EUX9 GTS","1","0240","L","98601971","Pump housing cpl. DN25-130 1 1/2\" N UPM3",1,"PC","No",""]
[99018775,"UPM3K FLEX AC 25-75 N 130 ACA EUX9 GTS","1","0260","L","98477859","Ctrl UPM3 PWM Hybrid Super Seal not conf",1,"PC","Yes",""]
[99018775,"UPM3K FLEX AC 25-75 N 130 ACA EUX9 GTS","1","0290","L","98838925","Front foil Hybrid, K (Condensing) - Blue",1,"PC","No",""]
[99018775,"UPM3K FLEX AC 25-75 N 130 ACA EUX9 GTS","1","0489","L","97570310","#Etiquette 120x60 cpl. spare",1,"PC","Yes","x"]
[99018775,"UPM3K FLEX AC 25-75 N 130 ACA EUX9 GTS","1","0670","L","98616020","Cable cpl. Power UPM3 1000mm",1,"PC","No",""]
[99018775,"UPM3K FLEX AC 25-75 N 130 ACA EUX9 GTS","1","0680","L","98460256","Cable cpl. Signal UPM3 1000mm",1,"PC","No",""]
[99018775,"UPM3K FLEX AC 25-75 N 130 ACA EUX9 GTS","1","0720","L","98661018","#Single box cpl. small UPM3",1,"PC","Yes","x","Emb. indiv. "]
[99019518,"UPM3 15-70 130 CZA EUX0 RIT","1","0105","L","98473428","Stator w/housing shot blasted",1,"PC","Yes",""]
[99019518,"UPM3 15-70 130 CZA EUX0 RIT","1","0135","L","98288541","O-ring D15x2",1,"PC","No",""]
[99019518,"UPM3 15-70 130 CZA EUX0 RIT","1","0140","L","98460464","Rotor can cpl. D28x41.4 W DEBLOCKING",1,"PC","No",""]
[99019518,"UPM3 15-70 130 CZA EUX0 RIT","1","0150","L","97704972","Gasket D82xD70.2x4",1,"PC","No",""]
[99019518,"UPM3 15-70 130 CZA EUX0 RIT","1","0220","L","98419135","#axe+roue cpl. UPM3 RS4",1,"PC","Yes","x"]
[99019518,"UPM3 15-70 130 CZA EUX0 RIT","1","0230","L","98152261","Hex cap screw M5x16 raw w. Eco-lubric",4,"PC","No",""]
[99019518,"UPM3 15-70 130 CZA EUX0 RIT","1","0240","L","98419166","Pump housing DN15-130 1\" CED",1,"PC","No",""]
[99019518,"UPM3 15-70 130 CZA EUX0 RIT","1","0260","L","98288597","Ctrl UPM3 PWM Super Seal not config",1,"PC","No",""]
[99019518,"UPM3 15-70 130 CZA EUX0 RIT","1","0290","L","98354083","Front Foil, PWM",1,"PC","No",""]
[99019518,"UPM3 15-70 130 CZA EUX0 RIT","1","0430","L","98603954","Quick guide UPM3 PWM",1,"PC","No",""]
[99019518,"UPM3 15-70 130 CZA EUX0 RIT","1","0670","L","98616020","Cable cpl. Power UPM3 1000mm",1,"PC","No",""]
[99019518,"UPM3 15-70 130 CZA EUX0 RIT","1","0680","L","98460256","Cable cpl. Signal UPM3 1000mm",1,"PC","No",""]
[99019518,"UPM3 15-70 130 CZA EUX0 RIT","1","0720","L","98696458","#Packaging cpl. euro pallet 175 pcs.",6.0000000000000001E-3,"PC","Yes","x","emballage"]
[99020106,"UPM3 AUTO 32-70 180 ZZZ EUX9 ADR","1","0105","L","98473428","Stator w/housing shot blasted",1,"PC","Yes",""]
[99020106,"UPM3 AUTO 32-70 180 ZZZ EUX9 ADR","1","0135","L","98288541","O-ring D15x2",1,"PC","No",""]
[99020106,"UPM3 AUTO 32-70 180 ZZZ EUX9 ADR","1","0140","L","98460464","Rotor can cpl. D28x41.4 W DEBLOCKING",1,"PC","No",""]
[99020106,"UPM3 AUTO 32-70 180 ZZZ EUX9 ADR","1","0150","L","97704972","Gasket D82xD70.2x4",1,"PC","No",""]
[99020106,"UPM3 AUTO 32-70 180 ZZZ EUX9 ADR","1","0220","L","98419135","#axe+roue cpl. UPM3 RS4",1,"PC","Yes","x"]
[99020106,"UPM3 AUTO 32-70 180 ZZZ EUX9 ADR","1","0230","L","98152261","Hex cap screw M5x16 raw w. Eco-lubric",4,"PC","No",""]
[99020106,"UPM3 AUTO 32-70 180 ZZZ EUX9 ADR","1","0240","L","98446970","Pump housing DN32-180 2\" CED UPM3",1,"PC","No",""]
[99020106,"UPM3 AUTO 32-70 180 ZZZ EUX9 ADR","1","0260","L","98477859","Ctrl UPM3 PWM Hybrid Super Seal not conf",1,"PC","Yes",""]
[99020106,"UPM3 AUTO 32-70 180 ZZZ EUX9 ADR","1","0290","L","98441191","Front Foil, Hybrid",1,"PC","No",""]
[99020106,"UPM3 AUTO 32-70 180 ZZZ EUX9 ADR","1","0300","L","98451691","Blind plug f/Mini Superseal",1,"PC","No",""]
[99020106,"UPM3 AUTO 32-70 180 ZZZ EUX9 ADR","1","0515","L","591406","#OEM label blank  90x140",3.3000000000000002E-2,"PC","Yes","x"]
[99020106,"UPM3 AUTO 32-70 180 ZZZ EUX9 ADR","1","0670","L","98460260","Cable cpl,. Power UPM3 1000mm",1,"PC","No",""]
[99020106,"UPM3 AUTO 32-70 180 ZZZ EUX9 ADR","1","0720","L","98987217","#Packaging cpl. 1/3 container 60 pcs.",3.3000000000000002E-2,"PC","Yes","x","emballage"]
[99020698,"UPM3 HYBRID 25-70 180 ACA EUX9 GRI","1","0105","L","98473428","Stator w/housing shot blasted",1,"PC","Yes",""]
[99020698,"UPM3 HYBRID 25-70 180 ACA EUX9 GRI","1","0135","L","98288541","O-ring D15x2",1,"PC","No",""]
[99020698,"UPM3 HYBRID 25-70 180 ACA EUX9 GRI","1","0140","L","98460464","Rotor can cpl. D28x41.4 W DEBLOCKING",1,"PC","No",""]
[99020698,"UPM3 HYBRID 25-70 180 ACA EUX9 GRI","1","0150","L","97704972","Gasket D82xD70.2x4",1,"PC","No",""]
[99020698,"UPM3 HYBRID 25-70 180 ACA EUX9 GRI","1","0220","L","98419135","#axe+roue cpl. UPM3 RS4",1,"PC","Yes","x"]
[99020698,"UPM3 HYBRID 25-70 180 ACA EUX9 GRI","1","0230","L","98152261","Hex cap screw M5x16 raw w. Eco-lubric",4,"PC","No",""]
[99020698,"UPM3 HYBRID 25-70 180 ACA EUX9 GRI","1","0240","L","98446967","Pump housing DN25-180 1 1/2\" CED UPM3",1,"PC","No",""]
[99020698,"UPM3 HYBRID 25-70 180 ACA EUX9 GRI","1","0260","L","98477859","Ctrl UPM3 PWM Hybrid Super Seal not conf",1,"PC","Yes",""]
[99020698,"UPM3 HYBRID 25-70 180 ACA EUX9 GRI","1","0290","L","98441191","Front Foil, Hybrid",1,"PC","No",""]
[99020698,"UPM3 HYBRID 25-70 180 ACA EUX9 GRI","1","0440","L","520046","JOINT POUR R.U.  44X32X2",2,"PC","No",""]
[99020698,"UPM3 HYBRID 25-70 180 ACA EUX9 GRI","1","0489","L","97570310","#Etiquette 120x60 cpl. spare",1,"PC","Yes","x"]
[99020698,"UPM3 HYBRID 25-70 180 ACA EUX9 GRI","1","0670","L","98373384","Cable cpl. Power UPM3 2000mm",1,"PC","No",""]
[99020698,"UPM3 HYBRID 25-70 180 ACA EUX9 GRI","1","0680","L","98347385","Cable cpl. Signal UPM3 2000mm",1,"PC","No",""]
[99020698,"UPM3 HYBRID 25-70 180 ACA EUX9 GRI","1","0720","L","98661018","#Single box cpl. small UPM3",1,"PC","Yes","x","Emb. indiv. "]
[99021164,"UPM3 25-75 130 AZA EUX9 RMB","1","0105","L","98473428","Stator w/housing shot blasted",1,"PC","Yes",""]
[99021164,"UPM3 25-75 130 AZA EUX9 RMB","1","0135","L","98288541","O-ring D15x2",1,"PC","No",""]
[99021164,"UPM3 25-75 130 AZA EUX9 RMB","1","0140","L","98460464","Rotor can cpl. D28x41.4 W DEBLOCKING",1,"PC","No",""]
[99021164,"UPM3 25-75 130 AZA EUX9 RMB","1","0150","L","97704972","Gasket D82xD70.2x4",1,"PC","No",""]
[99021164,"UPM3 25-75 130 AZA EUX9 RMB","1","0220","L","98419135","#axe+roue cpl. UPM3 RS4",1,"PC","Yes","x"]
[99021164,"UPM3 25-75 130 AZA EUX9 RMB","1","0230","L","98152261","Hex cap screw M5x16 raw w. Eco-lubric",4,"PC","No",""]
[99021164,"UPM3 25-75 130 AZA EUX9 RMB","1","0240","L","98446965","Pump housing DN25-130 1 1/2\" CED",1,"PC","No",""]
[99021164,"UPM3 25-75 130 AZA EUX9 RMB","1","0260","L","98288597","Ctrl UPM3 PWM Super Seal not config",1,"PC","No",""]
[99021164,"UPM3 25-75 130 AZA EUX9 RMB","1","0290","L","98354083","Front Foil, PWM",1,"PC","No",""]
[99021164,"UPM3 25-75 130 AZA EUX9 RMB","1","0515","L","591406","#OEM label blank  90x140",2.8000000000000001E-2,"PC","Yes","x"]
[99021164,"UPM3 25-75 130 AZA EUX9 RMB","1","0670","L","98616051","Cable cpl. Power UPM3 2000mm",1,"PC","No",""]
[99021164,"UPM3 25-75 130 AZA EUX9 RMB","1","0680","L","98347385","Cable cpl. Signal UPM3 2000mm",1,"PC","No",""]
[99021164,"UPM3 25-75 130 AZA EUX9 RMB","1","0720","L","98692923","#Packaging cpl. half euro pallet 96 pcs.",2.8000000000000001E-2,"PC","Yes","x","emballage"]
[99021210,"UPM3 25-70 180 AZA EUX6 DU","1","0105","L","98473428","Stator w/housing shot blasted",1,"PC","Yes",""]
[99021210,"UPM3 25-70 180 AZA EUX6 DU","1","0135","L","98288541","O-ring D15x2",1,"PC","No",""]
[99021210,"UPM3 25-70 180 AZA EUX6 DU","1","0140","L","98460464","Rotor can cpl. D28x41.4 W DEBLOCKING",1,"PC","No",""]
[99021210,"UPM3 25-70 180 AZA EUX6 DU","1","0150","L","97704972","Gasket D82xD70.2x4",1,"PC","No",""]
[99021210,"UPM3 25-70 180 AZA EUX6 DU","1","0220","L","98419135","#axe+roue cpl. UPM3 RS4",1,"PC","Yes","x"]
[99021210,"UPM3 25-70 180 AZA EUX6 DU","1","0230","L","98152261","Hex cap screw M5x16 raw w. Eco-lubric",4,"PC","No",""]
[99021210,"UPM3 25-70 180 AZA EUX6 DU","1","0240","L","98446967","Pump housing DN25-180 1 1/2\" CED UPM3",1,"PC","No",""]
[99021210,"UPM3 25-70 180 AZA EUX6 DU","1","0260","L","98288597","Ctrl UPM3 PWM Super Seal not config",1,"PC","No",""]
[99021210,"UPM3 25-70 180 AZA EUX6 DU","1","0290","L","98354083","Front Foil, PWM",1,"PC","No",""]
[99021210,"UPM3 25-70 180 AZA EUX6 DU","1","0430","L","98603954","Quick guide UPM3 PWM",1,"PC","No",""]
[99021210,"UPM3 25-70 180 AZA EUX6 DU","1","0515","L","591406","#OEM label blank  90x140",7.0000000000000001E-3,"PC","Yes","x"]
[99021210,"UPM3 25-70 180 AZA EUX6 DU","1","0720","L","98692892","#Packaging cpl. euro pallet 150 pcs.",7.0000000000000001E-3,"PC","Yes","x","emballage"]
[99022901,"UPM3 25-75 130 AZA EUX9 VI","1","0105","L","98473428","Stator w/housing shot blasted",1,"PC","Yes",""]
[99022901,"UPM3 25-75 130 AZA EUX9 VI","1","0135","L","98288541","O-ring D15x2",1,"PC","No",""]
[99022901,"UPM3 25-75 130 AZA EUX9 VI","1","0140","L","98460464","Rotor can cpl. D28x41.4 W DEBLOCKING",1,"PC","No",""]
[99022901,"UPM3 25-75 130 AZA EUX9 VI","1","0150","L","97704972","Gasket D82xD70.2x4",1,"PC","No",""]
[99022901,"UPM3 25-75 130 AZA EUX9 VI","1","0220","L","98419135","#axe+roue cpl. UPM3 RS4",1,"PC","Yes","x"]
[99022901,"UPM3 25-75 130 AZA EUX9 VI","1","0230","L","98152261","Hex cap screw M5x16 raw w. Eco-lubric",4,"PC","No",""]
[99022901,"UPM3 25-75 130 AZA EUX9 VI","1","0240","L","98446965","Pump housing DN25-130 1 1/2\" CED",1,"PC","No",""]
[99022901,"UPM3 25-75 130 AZA EUX9 VI","1","0260","L","98288597","Ctrl UPM3 PWM Super Seal not config",1,"PC","No",""]
[99022901,"UPM3 25-75 130 AZA EUX9 VI","1","0290","L","98354083","Front Foil, PWM",1,"PC","No",""]
[99022901,"UPM3 25-75 130 AZA EUX9 VI","1","0489","L","00ID7183","ETIQ.INTERMEC 90X140 (RL1200)",1,"PC","No",""]
[99022901,"UPM3 25-75 130 AZA EUX9 VI","1","0670","L","98373382","Cable cpl. Power UPM3 2000mm",2,"PC","No",""]
[99022901,"UPM3 25-75 130 AZA EUX9 VI","1","0680","L","98347385","Cable cpl. Signal UPM3 2000mm",2,"PC","No",""]
[99022901,"UPM3 25-75 130 AZA EUX9 VI","1","0720","L","98661018","#Single box cpl. small UPM3",1,"PC","Yes","x","Emb. indiv. "]
[99023951,"Pump basic cpl. UPM3 7m CHB AU","1","0105","L","98473428","Stator w/housing shot blasted",1,"PC","Yes",""]
[99023951,"Pump basic cpl. UPM3 7m CHB AU","1","0135","L","98288541","O-ring D15x2",1,"PC","No",""]
[99023951,"Pump basic cpl. UPM3 7m CHB AU","1","0140","L","98460464","Rotor can cpl. D28x41.4 W DEBLOCKING",1,"PC","No",""]
[99023951,"Pump basic cpl. UPM3 7m CHB AU","1","0150","L","97704972","Gasket D82xD70.2x4",1,"PC","No",""]
[99023951,"Pump basic cpl. UPM3 7m CHB AU","1","0220","L","98419135","#axe+roue cpl. UPM3 RS4",1,"PC","Yes","x"]
[99023951,"Pump basic cpl. UPM3 7m CHB AU","1","0230","L","98152261","Hex cap screw M5x16 raw w. Eco-lubric",4,"PC","No",""]
[99023951,"Pump basic cpl. UPM3 7m CHB AU","1","0240","L","59897086","Pump housing cpl. CHB w.def vers32 UPM2",1,"PC","Yes",""]
[99023951,"Pump basic cpl. UPM3 7m CHB AU","1","0260","L","98288597","Ctrl UPM3 PWM Super Seal not config",1,"PC","No",""]
[99023951,"Pump basic cpl. UPM3 7m CHB AU","1","0290","L","98354083","Front Foil, PWM",1,"PC","No",""]
[99023951,"Pump basic cpl. UPM3 7m CHB AU","1","0430","L","98603954","Quick guide UPM3 PWM",1,"PC","No",""]
[99023951,"Pump basic cpl. UPM3 7m CHB AU","1","0670","L","98373384","Cable cpl. Power UPM3 2000mm",1,"PC","No",""]
[99023951,"Pump basic cpl. UPM3 7m CHB AU","1","0680","L","98347385","Cable cpl. Signal UPM3 2000mm",1,"PC","No",""]
[99025109,"UPM3K FLEX AS 25-75 180 AZJ EUY9 TF","1","0105","L","98473430","Stator w/housing CED, drain hole pos. 6",1,"PC","Yes",""]
[99025109,"UPM3K FLEX AS 25-75 180 AZJ EUY9 TF","1","0135","L","98288541","O-ring D15x2",1,"PC","No",""]
[99025109,"UPM3K FLEX AS 25-75 180 AZJ EUY9 TF","1","0140","L","98460464","Rotor can cpl. D28x41.4 W DEBLOCKING",1,"PC","No",""]
[99025109,"UPM3K FLEX AS 25-75 180 AZJ EUY9 TF","1","0150","L","97704972","Gasket D82xD70.2x4",1,"PC","No",""]
[99025109,"UPM3K FLEX AS 25-75 180 AZJ EUY9 TF","1","0220","L","98419135","#axe+roue cpl. UPM3 RS4",1,"PC","Yes","x"]
[99025109,"UPM3K FLEX AS 25-75 180 AZJ EUY9 TF","1","0230","L","98152261","Hex cap screw M5x16 raw w. Eco-lubric",4,"PC","No",""]
[99025109,"UPM3K FLEX AS 25-75 180 AZJ EUY9 TF","1","0240","L","98446967","Pump housing DN25-180 1 1/2\" CED UPM3",1,"PC","No",""]
[99025109,"UPM3K FLEX AS 25-75 180 AZJ EUY9 TF","1","0260","L","98680749","Ctrl UPM3 PWM Hybrid FCI not config",1,"PC","No",""]
[99025109,"UPM3K FLEX AS 25-75 180 AZJ EUY9 TF","1","0290","L","98441191","Front Foil, Hybrid",1,"PC","No",""]
[99025109,"UPM3K FLEX AS 25-75 180 AZJ EUY9 TF","1","0305","L","98451798","Lock for FCI Connection",1,"PC","No",""]
[99025109,"UPM3K FLEX AS 25-75 180 AZJ EUY9 TF","1","0430","L","98603960","Quick guide UPM3 FLEX AS",1,"PC","No",""]
[99025109,"UPM3K FLEX AS 25-75 180 AZJ EUY9 TF","1","0489","L","97570310","#Etiquette 120x60 cpl. spare",1,"PC","Yes","x"]
[99025109,"UPM3K FLEX AS 25-75 180 AZJ EUY9 TF","1","0720","L","98661018","#Single box cpl. small UPM3",1,"PC","Yes","x","Emb. indiv. "]
[99025385,"UPM3 25-75 180 AZA EUX9 BOS","1","0105","L","98473428","Stator w/housing shot blasted",1,"PC","Yes",""]
[99025385,"UPM3 25-75 180 AZA EUX9 BOS","1","0135","L","98288541","O-ring D15x2",1,"PC","No",""]
[99025385,"UPM3 25-75 180 AZA EUX9 BOS","1","0140","L","98460464","Rotor can cpl. D28x41.4 W DEBLOCKING",1,"PC","No",""]
[99025385,"UPM3 25-75 180 AZA EUX9 BOS","1","0150","L","97704972","Gasket D82xD70.2x4",1,"PC","No",""]
[99025385,"UPM3 25-75 180 AZA EUX9 BOS","1","0220","L","98419135","#axe+roue cpl. UPM3 RS4",1,"PC","Yes","x"]
[99025385,"UPM3 25-75 180 AZA EUX9 BOS","1","0230","L","98152261","Hex cap screw M5x16 raw w. Eco-lubric",4,"PC","No",""]
[99025385,"UPM3 25-75 180 AZA EUX9 BOS","1","0240","L","98446967","Pump housing DN25-180 1 1/2\" CED UPM3",1,"PC","No",""]
[99025385,"UPM3 25-75 180 AZA EUX9 BOS","1","0260","L","98288597","Ctrl UPM3 PWM Super Seal not config",1,"PC","No",""]
[99025385,"UPM3 25-75 180 AZA EUX9 BOS","1","0290","L","98354083","Front Foil, PWM",1,"PC","No",""]
[99025385,"UPM3 25-75 180 AZA EUX9 BOS","1","0489","L","97570310","#Etiquette 120x60 cpl. spare",1,"PC","Yes","x"]
[99025385,"UPM3 25-75 180 AZA EUX9 BOS","1","0670","L","98616051","Cable cpl. Power UPM3 2000mm",1,"PC","No",""]
[99025385,"UPM3 25-75 180 AZA EUX9 BOS","1","0680","L","98347385","Cable cpl. Signal UPM3 2000mm",1,"PC","No",""]
[99025385,"UPM3 25-75 180 AZA EUX9 BOS","1","0720","L","98661018","#Single box cpl. small UPM3",1,"PC","Yes","x","Emb. indiv. "]
[99026106,"UPM3 DHW 15-20 CIL3 AZA EUX9 GEM","1","0105","L","98473428","Stator w/housing shot blasted",1,"PC","Yes",""]
[99026106,"UPM3 DHW 15-20 CIL3 AZA EUX9 GEM","1","0135","L","98288541","O-ring D15x2",1,"PC","No",""]
[99026106,"UPM3 DHW 15-20 CIL3 AZA EUX9 GEM","1","0140","L","98460464","Rotor can cpl. D28x41.4 W DEBLOCKING",1,"PC","No",""]
[99026106,"UPM3 DHW 15-20 CIL3 AZA EUX9 GEM","1","0150","L","97704972","Gasket D82xD70.2x4",1,"PC","No",""]
[99026106,"UPM3 DHW 15-20 CIL3 AZA EUX9 GEM","1","0220","L","98494812","Shaft w/impeller cpl. w/o hole",1,"PC","Yes","x"]
[99026106,"UPM3 DHW 15-20 CIL3 AZA EUX9 GEM","1","0230","L","98152261","Hex cap screw M5x16 raw w. Eco-lubric",4,"PC","No",""]
[99026106,"UPM3 DHW 15-20 CIL3 AZA EUX9 GEM","1","0240","L","98792795","Pump housing CIL3 130x1\" PPS 40%GF",1,"PC","Yes",""]
[99026106,"UPM3 DHW 15-20 CIL3 AZA EUX9 GEM","1","0260","L","98477859","Ctrl UPM3 PWM Hybrid Super Seal not conf",1,"PC","Yes",""]
[99026106,"UPM3 DHW 15-20 CIL3 AZA EUX9 GEM","1","0290","L","98441191","Front Foil, Hybrid",1,"PC","No",""]
[99026106,"UPM3 DHW 15-20 CIL3 AZA EUX9 GEM","1","0300","L","98451691","Blind plug f/Mini Superseal",1,"PC","No",""]
[99026106,"UPM3 DHW 15-20 CIL3 AZA EUX9 GEM","1","0430","L","98857252","Quick guide UPM3 DHW",1,"PC","No",""]
[99026106,"UPM3 DHW 15-20 CIL3 AZA EUX9 GEM","1","0720","L","98696458","#Packaging cpl. euro pallet 175 pcs.",6.0000000000000001E-3,"PC","Yes","x","emballage"]
[99026124,"UPM3 DHW 15-70 CIL3 AZJ EUX3 RGU","1","0105","L","98473428","Stator w/housing shot blasted",1,"PC","Yes",""]
[99026124,"UPM3 DHW 15-70 CIL3 AZJ EUX3 RGU","1","0135","L","98288541","O-ring D15x2",1,"PC","No",""]
[99026124,"UPM3 DHW 15-70 CIL3 AZJ EUX3 RGU","1","0140","L","98460464","Rotor can cpl. D28x41.4 W DEBLOCKING",1,"PC","No",""]
[99026124,"UPM3 DHW 15-70 CIL3 AZJ EUX3 RGU","1","0150","L","97704972","Gasket D82xD70.2x4",1,"PC","No",""]
[99026124,"UPM3 DHW 15-70 CIL3 AZJ EUX3 RGU","1","0220","L","98494812","Shaft w/impeller cpl. w/o hole",1,"PC","Yes","x"]
[99026124,"UPM3 DHW 15-70 CIL3 AZJ EUX3 RGU","1","0230","L","98152261","Hex cap screw M5x16 raw w. Eco-lubric",4,"PC","No",""]
[99026124,"UPM3 DHW 15-70 CIL3 AZJ EUX3 RGU","1","0240","L","98792795","Pump housing CIL3 130x1\" PPS 40%GF",1,"PC","Yes",""]
[99026124,"UPM3 DHW 15-70 CIL3 AZJ EUX3 RGU","1","0260","L","98477859","Ctrl UPM3 PWM Hybrid Super Seal not conf",1,"PC","Yes",""]
[99026124,"UPM3 DHW 15-70 CIL3 AZJ EUX3 RGU","1","0290","L","98838966","Front foil Hybrid, DHW - Violet",1,"PC","No",""]
[99026124,"UPM3 DHW 15-70 CIL3 AZJ EUX3 RGU","1","0515","L","591406","#OEM label blank  90x140",7.0000000000000001E-3,"PC","Yes","x"]
[99026124,"UPM3 DHW 15-70 CIL3 AZJ EUX3 RGU","1","0670","L","98373384","Cable cpl. Power UPM3 2000mm",1,"PC","No",""]
[99026124,"UPM3 DHW 15-70 CIL3 AZJ EUX3 RGU","1","0680","L","98347385","Cable cpl. Signal UPM3 2000mm",1,"PC","No",""]
[99026124,"UPM3 DHW 15-70 CIL3 AZJ EUX3 RGU","1","0720","L","98696458","#Packaging cpl. euro pallet 175 pcs.",7.0000000000000001E-3,"PC","Yes","x","emballage"]
[99026202,"UPM3 DHW 15-70 N 130 AZJ EUX3 RGU","1","0105","L","98473428","Stator w/housing shot blasted",1,"PC","Yes",""]
[99026202,"UPM3 DHW 15-70 N 130 AZJ EUX3 RGU","1","0135","L","98288541","O-ring D15x2",1,"PC","No",""]
[99026202,"UPM3 DHW 15-70 N 130 AZJ EUX3 RGU","1","0140","L","98460464","Rotor can cpl. D28x41.4 W DEBLOCKING",1,"PC","No",""]
[99026202,"UPM3 DHW 15-70 N 130 AZJ EUX3 RGU","1","0150","L","97704972","Gasket D82xD70.2x4",1,"PC","No",""]
[99026202,"UPM3 DHW 15-70 N 130 AZJ EUX3 RGU","1","0220","L","98494812","Shaft w/impeller cpl. w/o hole",1,"PC","Yes","x"]
[99026202,"UPM3 DHW 15-70 N 130 AZJ EUX3 RGU","1","0230","L","98152261","Hex cap screw M5x16 raw w. Eco-lubric",4,"PC","No",""]
[99026202,"UPM3 DHW 15-70 N 130 AZJ EUX3 RGU","1","0240","L","98930212","Pump housing cpl. DN15-130 1\" N",1,"PC","No",""]
[99026202,"UPM3 DHW 15-70 N 130 AZJ EUX3 RGU","1","0260","L","98477859","Ctrl UPM3 PWM Hybrid Super Seal not conf",1,"PC","Yes",""]
[99026202,"UPM3 DHW 15-70 N 130 AZJ EUX3 RGU","1","0290","L","98838966","Front foil Hybrid, DHW - Violet",1,"PC","No",""]
[99026202,"UPM3 DHW 15-70 N 130 AZJ EUX3 RGU","1","0515","L","591406","#OEM label blank  90x140",7.0000000000000001E-3,"PC","Yes","x"]
[99026202,"UPM3 DHW 15-70 N 130 AZJ EUX3 RGU","1","0670","L","98373382","Cable cpl. Power UPM3 2000mm",1,"PC","No",""]
[99026202,"UPM3 DHW 15-70 N 130 AZJ EUX3 RGU","1","0680","L","98347385","Cable cpl. Signal UPM3 2000mm",1,"PC","No",""]
[99026202,"UPM3 DHW 15-70 N 130 AZJ EUX3 RGU","1","0720","L","98696458","#Packaging cpl. euro pallet 175 pcs.",7.0000000000000001E-3,"PC","Yes","x","emballage"]
[99026703,"UPM3 SOLAR 15-75 130 CZA EUY9 TX","1","0105","L","98634035","Stator w/housing shot bl. drain pos. 6",1,"PC","Yes",""]
[99026703,"UPM3 SOLAR 15-75 130 CZA EUY9 TX","1","0135","L","98288541","O-ring D15x2",1,"PC","No",""]
[99026703,"UPM3 SOLAR 15-75 130 CZA EUY9 TX","1","0140","L","98460464","Rotor can cpl. D28x41.4 W DEBLOCKING",1,"PC","No",""]
[99026703,"UPM3 SOLAR 15-75 130 CZA EUY9 TX","1","0150","L","97704972","Gasket D82xD70.2x4",1,"PC","No",""]
[99026703,"UPM3 SOLAR 15-75 130 CZA EUY9 TX","1","0220","L","98419135","#axe+roue cpl. UPM3 RS4",1,"PC","Yes","x"]
[99026703,"UPM3 SOLAR 15-75 130 CZA EUY9 TX","1","0230","L","98152261","Hex cap screw M5x16 raw w. Eco-lubric",4,"PC","No",""]
[99026703,"UPM3 SOLAR 15-75 130 CZA EUY9 TX","1","0240","L","98419166","Pump housing DN15-130 1\" CED",1,"PC","No",""]
[99026703,"UPM3 SOLAR 15-75 130 CZA EUY9 TX","1","0260","L","98680749","Ctrl UPM3 PWM Hybrid FCI not config",1,"PC","No",""]
[99026703,"UPM3 SOLAR 15-75 130 CZA EUY9 TX","1","0290","L","98677050","Front foil Hybrid, Solar",1,"PC","No",""]
[99026703,"UPM3 SOLAR 15-75 130 CZA EUY9 TX","1","0305","L","98451798","Lock for FCI Connection",1,"PC","No",""]
[99026703,"UPM3 SOLAR 15-75 130 CZA EUY9 TX","1","0430","L","98603956","Quick guide UPM3 SOLAR",1,"PC","No",""]
[99026703,"UPM3 SOLAR 15-75 130 CZA EUY9 TX","1","0515","L","591406","#OEM label blank  90x140",6.0000000000000001E-3,"PC","Yes","x"]
[99026703,"UPM3 SOLAR 15-75 130 CZA EUY9 TX","1","0720","L","98696458","#Packaging cpl. euro pallet 175 pcs.",6.0000000000000001E-3,"PC","Yes","x","emballage"]
[99028683,"UPML 32-105 180 9H PWM AKO","1","0099","L","98431653","Protection cover",1,"PC","No",""]
[99028683,"UPML 32-105 180 9H PWM AKO","1","0101","L","98337626","Stator 3x230-4 D40/D80.1x26.5 IEC",1,"PC","No",""]
[99028683,"UPML 32-105 180 9H PWM AKO","1","0102","L","98105557","Corps de stator cata pour UPMGEO-UPM2K",1,"PC","No",""]
[99028683,"UPML 32-105 180 9H PWM AKO","1","0103","L","500013","JOINT PLAT D=43/28.7X1.5 EPDM",1,"PC","No",""]
[99028683,"UPML 32-105 180 9H PWM AKO","1","0104","L","505890","SEPARATEUR + BOUCHON MK3",1,"PC","No",""]
[99028683,"UPML 32-105 180 9H PWM AKO","1","0105","L","500014","JOINT PLAT D=82/63.5X2 EPDM",1,"PC","No",""]
[99028683,"UPML 32-105 180 9H PWM AKO","1","0106","L","98277910","Shaft w/rotor cpl. D38.94x32",1,"PC","No",""]
[99028683,"UPML 32-105 180 9H PWM AKO","1","0107","L","596599","PALIER AXIAL CPL 3 SECTIONS",1,"PC","No",""]
[99028683,"UPML 32-105 180 9H PWM AKO","1","0108","L","505530","PALIER INF. POLI LASER",1,"PC","No",""]
[99028683,"UPML 32-105 180 9H PWM AKO","1","0109","L","98298862","Roue cpl. D71 Z7 PES AUTO",1,"PC","Yes",""]
[99028683,"UPML 32-105 180 9H PWM AKO","1","0110","L","510612","BILLE POUR ARBRE",1,"PC","No",""]
[99028683,"UPML 32-105 180 9H PWM AKO","1","0111","L","500351","NOYAU DE ROUE",1,"PC","No",""]
[99028683,"UPML 32-105 180 9H PWM AKO","1","0112","L","97929655","Pump housing cpl. CED  180x2\" UPMGEO",1,"PC","No",""]
[99028683,"UPML 32-105 180 9H PWM AKO","1","0113","L","96005105","Hexagon socket head cap screw M5x16 A2",4,"PC","No",""]
[99028683,"UPML 32-105 180 9H PWM AKO","1","0114","L","98384990","T. box bottom cpl.XL std left+spacer",1,"PC","Yes",""]
[99028683,"UPML 32-105 180 9H PWM AKO","1","0115","L","96236166","RFI pin",1,"PC","No",""]
[99028683,"UPML 32-105 180 9H PWM AKO","1","0116","L","97823050","Thread forming screw M4x25 D7 Torx T15",2,"PC","No",""]
[99028683,"UPML 32-105 180 9H PWM AKO","1","0117","L","98428087","Molex 90deg f/ PWM 0deg  STD. UPMXL",1,"PC","No",""]
[99028683,"UPML 32-105 180 9H PWM AKO","1","0118","L","98299950","#Ctrl cpl UPM2L PWM L Configured",1,"PC","Yes",""]
[99028683,"UPML 32-105 180 9H PWM AKO","1","0119","L","96480165","PT40x30, torx black Delta Seal T15",2,"PC","No",""]
[99028683,"UPML 32-105 180 9H PWM AKO","1","0120","L","501928","PLAQUE VIERGE MK3",1,"PC","Yes",""]
[99028683,"UPML 32-105 180 9H PWM AKO","1","0121","L","97698929","PWM signal cable w/plugin MK3 STANDARD",1,"PC","No",""]
[99028683,"UPML 32-105 180 9H PWM AKO","1","0122","L","98491367","Ferrite core Ring with click",1,"PC","No",""]
[99028683,"UPML 32-105 180 9H PWM AKO","1","0300","L","96899238","World-pallet (Orange) 1200x800",1.7000000000000001E-2,"PC","No","","emballage"]
[99028683,"UPML 32-105 180 9H PWM AKO","1","0301","L","00ACC093","AGRAFE BOSTITCH 22MM  2000/BOI",6.3E-2,"PC","No",""]
[99028683,"UPML 32-105 180 9H PWM AKO","1","0302","L","00ACC092","AGRAFE DUO-FAST 16/32 10000/BOI",0.23400000000000001,"PC","No",""]
[99028683,"UPML 32-105 180 9H PWM AKO","1","0303","L","96863213","Croisillon 30 Lxlxh192x141x171(1175x775)",3.3000000000000002E-2,"PC","No",""]
[99028683,"UPML 32-105 180 9H PWM AKO","1","0304","L","590528","Emballage container 1/3 (278mm)",1.7000000000000001E-2,"PC","No",""]
[99028683,"UPML 32-105 180 9H PWM AKO","1","0305","L","501874","COUVERCLE  IWC-UP 1200x800x100",3.4000000000000002E-2,"PC","No",""]
[99028683,"UPML 32-105 180 9H PWM AKO","1","0306","L","00ACC043","PLAQUE CARTON 1160 X 760 MM",1.7000000000000001E-2,"PC","No",""]
[99028683,"UPML 32-105 180 9H PWM AKO","1","0307","L","00ID3392","Cornière protection plastique noir",0.13300000000000001,"PC","No",""]
[99028683,"UPML 32-105 180 9H PWM AKO","1","0308","L","96458499","Cerclage VERT 12,5x0,6mm/2500M",0.104,"M","No",""]
[99028721,"UPM3 FLEX AC 15-70 CIL3 ACA EUX9 ZHS","1","0105","L","98473428","Stator w/housing shot blasted",1,"PC","Yes",""]
[99028721,"UPM3 FLEX AC 15-70 CIL3 ACA EUX9 ZHS","1","0135","L","98288541","O-ring D15x2",1,"PC","No",""]
[99028721,"UPM3 FLEX AC 15-70 CIL3 ACA EUX9 ZHS","1","0140","L","98460464","Rotor can cpl. D28x41.4 W DEBLOCKING",1,"PC","No",""]
[99028721,"UPM3 FLEX AC 15-70 CIL3 ACA EUX9 ZHS","1","0150","L","97704972","Gasket D82xD70.2x4",1,"PC","No",""]
[99028721,"UPM3 FLEX AC 15-70 CIL3 ACA EUX9 ZHS","1","0220","L","98494812","Shaft w/impeller cpl. w/o hole",1,"PC","Yes","x"]
[99028721,"UPM3 FLEX AC 15-70 CIL3 ACA EUX9 ZHS","1","0230","L","98152261","Hex cap screw M5x16 raw w. Eco-lubric",4,"PC","No",""]
[99028721,"UPM3 FLEX AC 15-70 CIL3 ACA EUX9 ZHS","1","0240","L","98792795","Pump housing CIL3 130x1\" PPS 40%GF",1,"PC","Yes",""]
[99028721,"UPM3 FLEX AC 15-70 CIL3 ACA EUX9 ZHS","1","0260","L","98477859","Ctrl UPM3 PWM Hybrid Super Seal not conf",1,"PC","Yes",""]
[99028721,"UPM3 FLEX AC 15-70 CIL3 ACA EUX9 ZHS","1","0290","L","98441191","Front Foil, Hybrid",1,"PC","No",""]
[99028721,"UPM3 FLEX AC 15-70 CIL3 ACA EUX9 ZHS","1","0440","L","504023","JOINT 1\" 29/23X2",2,"PC","No",""]
[99028721,"UPM3 FLEX AC 15-70 CIL3 ACA EUX9 ZHS","1","0515","L","591406","#OEM label blank  90x140",2.8000000000000001E-2,"PC","Yes","x"]
[99028721,"UPM3 FLEX AC 15-70 CIL3 ACA EUX9 ZHS","1","0670","L","98460260","Cable cpl,. Power UPM3 1000mm",1,"PC","No",""]
[99028721,"UPM3 FLEX AC 15-70 CIL3 ACA EUX9 ZHS","1","0680","L","98460256","Cable cpl. Signal UPM3 1000mm",1,"PC","No",""]
[99028721,"UPM3 FLEX AC 15-70 CIL3 ACA EUX9 ZHS","1","0720","L","98692923","#Packaging cpl. half euro pallet 96 pcs.",2.8000000000000001E-2,"PC","Yes","x","emballage"]
[99028931,"UPMXL 32-125 180  9H PWM AKO","1","0099","L","98431653","Protection cover",1,"PC","No",""]
[99028931,"UPMXL 32-125 180  9H PWM AKO","1","0100","L","98337626","Stator 3x230-4 D40/D80.1x26.5 IEC",1,"PC","No",""]
[99028931,"UPMXL 32-125 180  9H PWM AKO","1","0101","L","98105557","Corps de stator cata pour UPMGEO-UPM2K",1,"PC","No",""]
[99028931,"UPMXL 32-125 180  9H PWM AKO","1","0102","L","500013","JOINT PLAT D=43/28.7X1.5 EPDM",1,"PC","No",""]
[99028931,"UPMXL 32-125 180  9H PWM AKO","1","0103","L","500014","JOINT PLAT D=82/63.5X2 EPDM",1,"PC","No",""]
[99028931,"UPMXL 32-125 180  9H PWM AKO","1","0104","L","505890","SEPARATEUR + BOUCHON MK3",1,"PC","No",""]
[99028931,"UPMXL 32-125 180  9H PWM AKO","1","0105","L","98277910","Shaft w/rotor cpl. D38.94x32",1,"PC","No",""]
[99028931,"UPMXL 32-125 180  9H PWM AKO","1","0106","L","596599","PALIER AXIAL CPL 3 SECTIONS",1,"PC","No",""]
[99028931,"UPMXL 32-125 180  9H PWM AKO","1","0107","L","505530","PALIER INF. POLI LASER",1,"PC","No",""]
[99028931,"UPMXL 32-125 180  9H PWM AKO","1","0108","L","98298862","Roue cpl. D71 Z7 PES AUTO",1,"PC","Yes",""]
[99028931,"UPMXL 32-125 180  9H PWM AKO","1","0109","L","510612","BILLE POUR ARBRE",1,"PC","No",""]
[99028931,"UPMXL 32-125 180  9H PWM AKO","1","0110","L","500351","NOYAU DE ROUE",1,"PC","No",""]
[99028931,"UPMXL 32-125 180  9H PWM AKO","1","0111","L","97929655","Pump housing cpl. CED  180x2\" UPMGEO",1,"PC","No",""]
[99028931,"UPMXL 32-125 180  9H PWM AKO","1","0112","L","96005105","Hexagon socket head cap screw M5x16 A2",4,"PC","No",""]
[99028931,"UPMXL 32-125 180  9H PWM AKO","1","0113","L","98384990","T. box bottom cpl.XL std left+spacer",1,"PC","Yes",""]
[99028931,"UPMXL 32-125 180  9H PWM AKO","1","0114","L","96236166","RFI pin",1,"PC","No",""]
[99028931,"UPMXL 32-125 180  9H PWM AKO","1","0115","L","97823050","Thread forming screw M4x25 D7 Torx T15",2,"PC","No",""]
[99028931,"UPMXL 32-125 180  9H PWM AKO","1","0116","L","98870342","Cable cpl. UPMXL SCK20 Box 2m",1,"PC","No",""]
[99028931,"UPMXL 32-125 180  9H PWM AKO","1","0117","L","97698929","PWM signal cable w/plugin MK3 STANDARD",1,"PC","No",""]
[99028931,"UPMXL 32-125 180  9H PWM AKO","1","0118","L","98364159","Ctrl cpl UPM2 XL PWM L Configured",1,"PC","Yes",""]
[99028931,"UPMXL 32-125 180  9H PWM AKO","1","0119","L","98357013","Add-On Cooling Profile -wet painting",1,"PC","No",""]
[99028931,"UPMXL 32-125 180  9H PWM AKO","1","0120","L","98343100","Cooling pad",1,"PC","No",""]
[99028931,"UPMXL 32-125 180  9H PWM AKO","1","0121","L","98648467","Pan head screw delta PT 40x35 WN5452 T20",2,"PC","No",""]
[99028931,"UPMXL 32-125 180  9H PWM AKO","1","0122","L","501928","PLAQUE VIERGE MK3",1,"PC","Yes",""]
[99028931,"UPMXL 32-125 180  9H PWM AKO","1","0123","L","98491367","Ferrite core Ring with click",1,"PC","No",""]
[99028931,"UPMXL 32-125 180  9H PWM AKO","1","0300","L","590528","Emballage container 1/3 (278mm)",2.5000000000000001E-2,"ZPC","No",""]
[99028931,"UPMXL 32-125 180  9H PWM AKO","1","0301","L","98456099","Croisillon 20 Lxlxh210x181x171(1170x778)",0.05,"ZPC","No",""]
[99028931,"UPMXL 32-125 180  9H PWM AKO","1","0302","L","501874","COUVERCLE  IWC-UP 1200x800x100",0.01,"ZPC","No",""]
[99028931,"UPMXL 32-125 180  9H PWM AKO","1","0303","L","00ACC043","PLAQUE CARTON 1160 X 760 MM",7.0000000000000007E-2,"ZPC","No",""]
[99028931,"UPMXL 32-125 180  9H PWM AKO","1","0304","L","00ACC092","AGRAFE DUO-FAST 16/32 10000/BOI",0.15,"ZPC","No",""]
[99028931,"UPMXL 32-125 180  9H PWM AKO","1","0305","L","00ID3392","Cornière protection plastique noir",0.04,"ZPC","No",""]
[99028931,"UPMXL 32-125 180  9H PWM AKO","1","0306","L","96458499","Cerclage VERT 12,5x0,6mm/2500M",5.1999999999999998E-2,"M","No",""]
[99028931,"UPMXL 32-125 180  9H PWM AKO","1","0307","L","96899238","World-pallet (Orange) 1200x800",0.01,"ZPC","No","","emballage"]
[99029360,"UPM3 SOLAR 25-75 180 CZA EUX0 SLR","1","0105","L","98634035","Stator w/housing shot bl. drain pos. 6",1,"PC","Yes",""]
[99029360,"UPM3 SOLAR 25-75 180 CZA EUX0 SLR","1","0135","L","98288541","O-ring D15x2",1,"PC","No",""]
[99029360,"UPM3 SOLAR 25-75 180 CZA EUX0 SLR","1","0140","L","98460464","Rotor can cpl. D28x41.4 W DEBLOCKING",1,"PC","No",""]
[99029360,"UPM3 SOLAR 25-75 180 CZA EUX0 SLR","1","0150","L","97704972","Gasket D82xD70.2x4",1,"PC","No",""]
[99029360,"UPM3 SOLAR 25-75 180 CZA EUX0 SLR","1","0160","L","98116511","Glycerine 75%",1E-3,"L","No",""]
[99029360,"UPM3 SOLAR 25-75 180 CZA EUX0 SLR","1","0220","L","98419135","#axe+roue cpl. UPM3 RS4",1,"PC","Yes","x"]
[99029360,"UPM3 SOLAR 25-75 180 CZA EUX0 SLR","1","0230","L","98152261","Hex cap screw M5x16 raw w. Eco-lubric",4,"PC","No",""]
[99029360,"UPM3 SOLAR 25-75 180 CZA EUX0 SLR","1","0240","L","98446967","Pump housing DN25-180 1 1/2\" CED UPM3",1,"PC","No",""]
[99029360,"UPM3 SOLAR 25-75 180 CZA EUX0 SLR","1","0260","L","98477859","Ctrl UPM3 PWM Hybrid Super Seal not conf",1,"PC","Yes",""]
[99029360,"UPM3 SOLAR 25-75 180 CZA EUX0 SLR","1","0290","L","98677050","Front foil Hybrid, Solar",1,"PC","No",""]
[99029360,"UPM3 SOLAR 25-75 180 CZA EUX0 SLR","1","0515","L","591406","#OEM label blank  90x140",8.0000000000000002E-3,"PC","Yes","x"]
[99029360,"UPM3 SOLAR 25-75 180 CZA EUX0 SLR","1","0670","L","98373384","Cable cpl. Power UPM3 2000mm",1,"PC","No",""]
[99029360,"UPM3 SOLAR 25-75 180 CZA EUX0 SLR","1","0680","L","98347385","Cable cpl. Signal UPM3 2000mm",1,"PC","No",""]
[99029360,"UPM3 SOLAR 25-75 180 CZA EUX0 SLR","1","0720","L","98692892","#Packaging cpl. euro pallet 150 pcs.",8.0000000000000002E-3,"PC","Yes","x","emballage"]
[99029722,"UPM3 SOLAR 25-75 180 CZA EUX0 SLR","1","0105","L","98634035","Stator w/housing shot bl. drain pos. 6",1,"PC","Yes",""]
[99029722,"UPM3 SOLAR 25-75 180 CZA EUX0 SLR","1","0135","L","98288541","O-ring D15x2",1,"PC","No",""]
[99029722,"UPM3 SOLAR 25-75 180 CZA EUX0 SLR","1","0140","L","98460464","Rotor can cpl. D28x41.4 W DEBLOCKING",1,"PC","No",""]
[99029722,"UPM3 SOLAR 25-75 180 CZA EUX0 SLR","1","0150","L","97704972","Gasket D82xD70.2x4",1,"PC","No",""]
[99029722,"UPM3 SOLAR 25-75 180 CZA EUX0 SLR","1","0220","L","98419135","#axe+roue cpl. UPM3 RS4",1,"PC","Yes","x"]
[99029722,"UPM3 SOLAR 25-75 180 CZA EUX0 SLR","1","0230","L","98152261","Hex cap screw M5x16 raw w. Eco-lubric",4,"PC","No",""]
[99029722,"UPM3 SOLAR 25-75 180 CZA EUX0 SLR","1","0240","L","98446967","Pump housing DN25-180 1 1/2\" CED UPM3",1,"PC","No",""]
[99029722,"UPM3 SOLAR 25-75 180 CZA EUX0 SLR","1","0260","L","98477859","Ctrl UPM3 PWM Hybrid Super Seal not conf",1,"PC","Yes",""]
[99029722,"UPM3 SOLAR 25-75 180 CZA EUX0 SLR","1","0290","L","98677050","Front foil Hybrid, Solar",1,"PC","No",""]
[99029722,"UPM3 SOLAR 25-75 180 CZA EUX0 SLR","1","0515","L","591406","#OEM label blank  90x140",8.0000000000000002E-3,"PC","Yes","x"]
[99029722,"UPM3 SOLAR 25-75 180 CZA EUX0 SLR","1","0670","L","98373384","Cable cpl. Power UPM3 2000mm",1,"PC","No",""]
[99029722,"UPM3 SOLAR 25-75 180 CZA EUX0 SLR","1","0680","L","98347385","Cable cpl. Signal UPM3 2000mm",1,"PC","No",""]
[99029722,"UPM3 SOLAR 25-75 180 CZA EUX0 SLR","1","0720","L","98692892","#Packaging cpl. euro pallet 150 pcs.",8.0000000000000002E-3,"PC","Yes","x","emballage"]
[99029924,"UPM3 AUTO L 32-70 180 ZZZ EUX9 LEA","1","0105","L","98473428","Stator w/housing shot blasted",1,"PC","Yes",""]
[99029924,"UPM3 AUTO L 32-70 180 ZZZ EUX9 LEA","1","0135","L","98288541","O-ring D15x2",1,"PC","No",""]
[99029924,"UPM3 AUTO L 32-70 180 ZZZ EUX9 LEA","1","0140","L","98460464","Rotor can cpl. D28x41.4 W DEBLOCKING",1,"PC","No",""]
[99029924,"UPM3 AUTO L 32-70 180 ZZZ EUX9 LEA","1","0150","L","97704972","Gasket D82xD70.2x4",1,"PC","No",""]
[99029924,"UPM3 AUTO L 32-70 180 ZZZ EUX9 LEA","1","0220","L","98419135","#axe+roue cpl. UPM3 RS4",1,"PC","Yes","x"]
[99029924,"UPM3 AUTO L 32-70 180 ZZZ EUX9 LEA","1","0230","L","98152261","Hex cap screw M5x16 raw w. Eco-lubric",4,"PC","No",""]
[99029924,"UPM3 AUTO L 32-70 180 ZZZ EUX9 LEA","1","0240","L","98446970","Pump housing DN32-180 2\" CED UPM3",1,"PC","No",""]
[99029924,"UPM3 AUTO L 32-70 180 ZZZ EUX9 LEA","1","0260","L","98477859","Ctrl UPM3 PWM Hybrid Super Seal not conf",1,"PC","Yes",""]
[99029924,"UPM3 AUTO L 32-70 180 ZZZ EUX9 LEA","1","0290","L","98441191","Front Foil, Hybrid",1,"PC","No",""]
[99029924,"UPM3 AUTO L 32-70 180 ZZZ EUX9 LEA","1","0300","L","98451691","Blind plug f/Mini Superseal",1,"PC","No",""]
[99029924,"UPM3 AUTO L 32-70 180 ZZZ EUX9 LEA","1","0430","L","98651611","Quick guide UPM3 AUTO L",1,"PC","No",""]
[99029924,"UPM3 AUTO L 32-70 180 ZZZ EUX9 LEA","1","0440","L","530086","JOINT  56/40X2 mineraux sans amiante",2,"PC","No",""]
[99029924,"UPM3 AUTO L 32-70 180 ZZZ EUX9 LEA","1","0489","L","97570310","#Etiquette 120x60 cpl. spare",1,"PC","Yes","x"]
[99029924,"UPM3 AUTO L 32-70 180 ZZZ EUX9 LEA","1","0670","L","98616051","Cable cpl. Power UPM3 2000mm",1,"PC","No",""]
[99029924,"UPM3 AUTO L 32-70 180 ZZZ EUX9 LEA","1","0720","L","98661018","#Single box cpl. small UPM3",1,"PC","Yes","x","Emb. indiv. "]
[99030830,"UPM3 FLEX AS 15-70 130 AZJ EUX0 EIS","1","0105","L","98473428","Stator w/housing shot blasted",1,"PC","Yes",""]
[99030830,"UPM3 FLEX AS 15-70 130 AZJ EUX0 EIS","1","0135","L","98288541","O-ring D15x2",1,"PC","No",""]
[99030830,"UPM3 FLEX AS 15-70 130 AZJ EUX0 EIS","1","0140","L","98460464","Rotor can cpl. D28x41.4 W DEBLOCKING",1,"PC","No",""]
[99030830,"UPM3 FLEX AS 15-70 130 AZJ EUX0 EIS","1","0150","L","97704972","Gasket D82xD70.2x4",1,"PC","No",""]
[99030830,"UPM3 FLEX AS 15-70 130 AZJ EUX0 EIS","1","0220","L","98419135","#axe+roue cpl. UPM3 RS4",1,"PC","Yes","x"]
[99030830,"UPM3 FLEX AS 15-70 130 AZJ EUX0 EIS","1","0230","L","98152261","Hex cap screw M5x16 raw w. Eco-lubric",4,"PC","No",""]
[99030830,"UPM3 FLEX AS 15-70 130 AZJ EUX0 EIS","1","0240","L","98419166","Pump housing DN15-130 1\" CED",1,"PC","No",""]
[99030830,"UPM3 FLEX AS 15-70 130 AZJ EUX0 EIS","1","0260","L","98477859","Ctrl UPM3 PWM Hybrid Super Seal not conf",1,"PC","Yes",""]
[99030830,"UPM3 FLEX AS 15-70 130 AZJ EUX0 EIS","1","0290","L","98441191","Front Foil, Hybrid",1,"PC","No",""]
[99030830,"UPM3 FLEX AS 15-70 130 AZJ EUX0 EIS","1","0300","L","98451691","Blind plug f/Mini Superseal",1,"PC","No",""]
[99030830,"UPM3 FLEX AS 15-70 130 AZJ EUX0 EIS","1","0440","L","504023","JOINT 1\" 29/23X2",2,"PC","No",""]
[99030830,"UPM3 FLEX AS 15-70 130 AZJ EUX0 EIS","1","0515","L","591406","#OEM label blank  90x140",2.8000000000000001E-2,"PC","Yes","x"]
[99030830,"UPM3 FLEX AS 15-70 130 AZJ EUX0 EIS","1","0670","L","98373382","Cable cpl. Power UPM3 2000mm",1,"PC","No",""]
[99030830,"UPM3 FLEX AS 15-70 130 AZJ EUX0 EIS","1","0720","L","98692923","#Packaging cpl. half euro pallet 96 pcs.",2.8000000000000001E-2,"PC","Yes","x","emballage"]
[99031450,"UPM3 25-70 180 AZA EUY9 LNC","1","0105","L","98473428","Stator w/housing shot blasted",1,"PC","Yes",""]
[99031450,"UPM3 25-70 180 AZA EUY9 LNC","1","0135","L","98288541","O-ring D15x2",1,"PC","No",""]
[99031450,"UPM3 25-70 180 AZA EUY9 LNC","1","0140","L","98460464","Rotor can cpl. D28x41.4 W DEBLOCKING",1,"PC","No",""]
[99031450,"UPM3 25-70 180 AZA EUY9 LNC","1","0150","L","97704972","Gasket D82xD70.2x4",1,"PC","No",""]
[99031450,"UPM3 25-70 180 AZA EUY9 LNC","1","0220","L","98419135","#axe+roue cpl. UPM3 RS4",1,"PC","Yes","x"]
[99031450,"UPM3 25-70 180 AZA EUY9 LNC","1","0230","L","98152261","Hex cap screw M5x16 raw w. Eco-lubric",4,"PC","No",""]
[99031450,"UPM3 25-70 180 AZA EUY9 LNC","1","0240","L","98446967","Pump housing DN25-180 1 1/2\" CED UPM3",1,"PC","No",""]
[99031450,"UPM3 25-70 180 AZA EUY9 LNC","1","0260","L","98478042","Ctrl UPM3 PWM FCI not config",1,"PC","Yes",""]
[99031450,"UPM3 25-70 180 AZA EUY9 LNC","1","0290","L","98354083","Front Foil, PWM",1,"PC","No",""]
[99031450,"UPM3 25-70 180 AZA EUY9 LNC","1","0305","L","98451798","Lock for FCI Connection",1,"PC","No",""]
[99031450,"UPM3 25-70 180 AZA EUY9 LNC","1","0489","L","97570310","#Etiquette 120x60 cpl. spare",1,"PC","Yes","x"]
[99031450,"UPM3 25-70 180 AZA EUY9 LNC","1","0670","L","98460271","Cable cpl. Power UPM3 4000mm",1,"PC","No",""]
[99031450,"UPM3 25-70 180 AZA EUY9 LNC","1","0720","L","98661018","#Single box cpl. small UPM3",1,"PC","Yes","x","Emb. indiv. "]
[99031452,"UPM3 32-75 180 AZA EUY9 LNC","1","0105","L","98473428","Stator w/housing shot blasted",1,"PC","Yes",""]
[99031452,"UPM3 32-75 180 AZA EUY9 LNC","1","0135","L","98288541","O-ring D15x2",1,"PC","No",""]
[99031452,"UPM3 32-75 180 AZA EUY9 LNC","1","0140","L","98460464","Rotor can cpl. D28x41.4 W DEBLOCKING",1,"PC","No",""]
[99031452,"UPM3 32-75 180 AZA EUY9 LNC","1","0150","L","97704972","Gasket D82xD70.2x4",1,"PC","No",""]
[99031452,"UPM3 32-75 180 AZA EUY9 LNC","1","0220","L","98419135","#axe+roue cpl. UPM3 RS4",1,"PC","Yes","x"]
[99031452,"UPM3 32-75 180 AZA EUY9 LNC","1","0230","L","98152261","Hex cap screw M5x16 raw w. Eco-lubric",4,"PC","No",""]
[99031452,"UPM3 32-75 180 AZA EUY9 LNC","1","0240","L","98446970","Pump housing DN32-180 2\" CED UPM3",1,"PC","No",""]
[99031452,"UPM3 32-75 180 AZA EUY9 LNC","1","0260","L","98478042","Ctrl UPM3 PWM FCI not config",1,"PC","Yes",""]
[99031452,"UPM3 32-75 180 AZA EUY9 LNC","1","0290","L","98354083","Front Foil, PWM",1,"PC","No",""]
[99031452,"UPM3 32-75 180 AZA EUY9 LNC","1","0305","L","98451798","Lock for FCI Connection",1,"PC","No",""]
[99031452,"UPM3 32-75 180 AZA EUY9 LNC","1","0489","L","97570310","#Etiquette 120x60 cpl. spare",1,"PC","Yes","x"]
[99031452,"UPM3 32-75 180 AZA EUY9 LNC","1","0670","L","98460271","Cable cpl. Power UPM3 4000mm",1,"PC","No",""]
[99031452,"UPM3 32-75 180 AZA EUY9 LNC","1","0720","L","98661018","#Single box cpl. small UPM3",1,"PC","Yes","x","Emb. indiv. "]
[99036613,"UPM3 32-75 180 AZA EUX9 EFG","1","0105","L","98473428","Stator w/housing shot blasted",1,"PC","Yes",""]
[99036613,"UPM3 32-75 180 AZA EUX9 EFG","1","0135","L","98288541","O-ring D15x2",1,"PC","No",""]
[99036613,"UPM3 32-75 180 AZA EUX9 EFG","1","0140","L","98460464","Rotor can cpl. D28x41.4 W DEBLOCKING",1,"PC","No",""]
[99036613,"UPM3 32-75 180 AZA EUX9 EFG","1","0150","L","97704972","Gasket D82xD70.2x4",1,"PC","No",""]
[99036613,"UPM3 32-75 180 AZA EUX9 EFG","1","0220","L","98419135","#axe+roue cpl. UPM3 RS4",1,"PC","Yes","x"]
[99036613,"UPM3 32-75 180 AZA EUX9 EFG","1","0230","L","98152261","Hex cap screw M5x16 raw w. Eco-lubric",4,"PC","No",""]
[99036613,"UPM3 32-75 180 AZA EUX9 EFG","1","0240","L","98446970","Pump housing DN32-180 2\" CED UPM3",1,"PC","No",""]
[99036613,"UPM3 32-75 180 AZA EUX9 EFG","1","0260","L","98288597","Ctrl UPM3 PWM Super Seal not config",1,"PC","No",""]
[99036613,"UPM3 32-75 180 AZA EUX9 EFG","1","0290","L","98354083","Front Foil, PWM",1,"PC","No",""]
[99036613,"UPM3 32-75 180 AZA EUX9 EFG","1","0489","L","97570310","#Etiquette 120x60 cpl. spare",1,"PC","Yes","x"]
[99036613,"UPM3 32-75 180 AZA EUX9 EFG","1","0670","L","98373382","Cable cpl. Power UPM3 2000mm",1,"PC","No",""]
[99036613,"UPM3 32-75 180 AZA EUX9 EFG","1","0680","L","98347385","Cable cpl. Signal UPM3 2000mm",1,"PC","No",""]
[99036613,"UPM3 32-75 180 AZA EUX9 EFG","1","0720","L","98661018","#Single box cpl. small UPM3",1,"PC","Yes","x","Emb. indiv. "]
[99036649,"UPM3 SOLAR 15-75 130 CZA EUX9 HHG","1","0105","L","98634035","Stator w/housing shot bl. drain pos. 6",1,"PC","Yes",""]
[99036649,"UPM3 SOLAR 15-75 130 CZA EUX9 HHG","1","0135","L","98288541","O-ring D15x2",1,"PC","No",""]
[99036649,"UPM3 SOLAR 15-75 130 CZA EUX9 HHG","1","0140","L","98460464","Rotor can cpl. D28x41.4 W DEBLOCKING",1,"PC","No",""]
[99036649,"UPM3 SOLAR 15-75 130 CZA EUX9 HHG","1","0150","L","97704972","Gasket D82xD70.2x4",1,"PC","No",""]
[99036649,"UPM3 SOLAR 15-75 130 CZA EUX9 HHG","1","0220","L","98419135","#axe+roue cpl. UPM3 RS4",1,"PC","Yes","x"]
[99036649,"UPM3 SOLAR 15-75 130 CZA EUX9 HHG","1","0230","L","98152261","Hex cap screw M5x16 raw w. Eco-lubric",4,"PC","No",""]
[99036649,"UPM3 SOLAR 15-75 130 CZA EUX9 HHG","1","0240","L","98419166","Pump housing DN15-130 1\" CED",1,"PC","No",""]
[99036649,"UPM3 SOLAR 15-75 130 CZA EUX9 HHG","1","0260","L","98477859","Ctrl UPM3 PWM Hybrid Super Seal not conf",1,"PC","Yes",""]
[99036649,"UPM3 SOLAR 15-75 130 CZA EUX9 HHG","1","0290","L","98677050","Front foil Hybrid, Solar",1,"PC","No",""]
[99036649,"UPM3 SOLAR 15-75 130 CZA EUX9 HHG","1","0430","L","98603956","Quick guide UPM3 SOLAR",1,"PC","No",""]
[99036649,"UPM3 SOLAR 15-75 130 CZA EUX9 HHG","1","0489","L","97570310","#Etiquette 120x60 cpl. spare",1,"PC","Yes","x"]
[99036649,"UPM3 SOLAR 15-75 130 CZA EUX9 HHG","1","0720","L","98661018","#Single box cpl. small UPM3",1,"PC","Yes","x","Emb. indiv. "]
[99037571,"UPM3 FLEX AS 25-75 130 AZA EUX9 NTS","1","0105","L","98473428","Stator w/housing shot blasted",1,"PC","Yes",""]
[99037571,"UPM3 FLEX AS 25-75 130 AZA EUX9 NTS","1","0135","L","98288541","O-ring D15x2",1,"PC","No",""]
[99037571,"UPM3 FLEX AS 25-75 130 AZA EUX9 NTS","1","0140","L","98460464","Rotor can cpl. D28x41.4 W DEBLOCKING",1,"PC","No",""]
[99037571,"UPM3 FLEX AS 25-75 130 AZA EUX9 NTS","1","0150","L","97704972","Gasket D82xD70.2x4",1,"PC","No",""]
[99037571,"UPM3 FLEX AS 25-75 130 AZA EUX9 NTS","1","0220","L","98419135","#axe+roue cpl. UPM3 RS4",1,"PC","Yes","x"]
[99037571,"UPM3 FLEX AS 25-75 130 AZA EUX9 NTS","1","0230","L","98152261","Hex cap screw M5x16 raw w. Eco-lubric",4,"PC","No",""]
[99037571,"UPM3 FLEX AS 25-75 130 AZA EUX9 NTS","1","0240","L","98446965","Pump housing DN25-130 1 1/2\" CED",1,"PC","No",""]
[99037571,"UPM3 FLEX AS 25-75 130 AZA EUX9 NTS","1","0260","L","98477859","Ctrl UPM3 PWM Hybrid Super Seal not conf",1,"PC","Yes",""]
[99037571,"UPM3 FLEX AS 25-75 130 AZA EUX9 NTS","1","0290","L","98441191","Front Foil, Hybrid",1,"PC","No",""]
[99037571,"UPM3 FLEX AS 25-75 130 AZA EUX9 NTS","1","0440","L","520046","JOINT POUR R.U.  44X32X2",2,"PC","No",""]
[99037571,"UPM3 FLEX AS 25-75 130 AZA EUX9 NTS","1","0515","L","591406","#OEM label blank  90x140",2.8000000000000001E-2,"PC","Yes","x"]
[99037571,"UPM3 FLEX AS 25-75 130 AZA EUX9 NTS","1","0670","L","98460260","Cable cpl,. Power UPM3 1000mm",1,"PC","No",""]
[99037571,"UPM3 FLEX AS 25-75 130 AZA EUX9 NTS","1","0680","L","98460256","Cable cpl. Signal UPM3 1000mm",1,"PC","No",""]
[99037571,"UPM3 FLEX AS 25-75 130 AZA EUX9 NTS","1","0720","L","98692923","#Packaging cpl. half euro pallet 96 pcs.",2.8000000000000001E-2,"PC","Yes","x","emballage"]
[99038529,"UPM3 FLEX AS 15-70 130 AZJ EUX9 SFI","1","0105","L","98473428","Stator w/housing shot blasted",1,"PC","Yes",""]
[99038529,"UPM3 FLEX AS 15-70 130 AZJ EUX9 SFI","1","0135","L","98288541","O-ring D15x2",1,"PC","No",""]
[99038529,"UPM3 FLEX AS 15-70 130 AZJ EUX9 SFI","1","0140","L","98460464","Rotor can cpl. D28x41.4 W DEBLOCKING",1,"PC","No",""]
[99038529,"UPM3 FLEX AS 15-70 130 AZJ EUX9 SFI","1","0150","L","97704972","Gasket D82xD70.2x4",1,"PC","No",""]
[99038529,"UPM3 FLEX AS 15-70 130 AZJ EUX9 SFI","1","0160","L","98116511","Glycerine 75%",1E-3,"L","No",""]
[99038529,"UPM3 FLEX AS 15-70 130 AZJ EUX9 SFI","1","0220","L","98419135","#axe+roue cpl. UPM3 RS4",1,"PC","Yes","x"]
[99038529,"UPM3 FLEX AS 15-70 130 AZJ EUX9 SFI","1","0230","L","98152261","Hex cap screw M5x16 raw w. Eco-lubric",4,"PC","No",""]
[99038529,"UPM3 FLEX AS 15-70 130 AZJ EUX9 SFI","1","0240","L","98419166","Pump housing DN15-130 1\" CED",1,"PC","No",""]
[99038529,"UPM3 FLEX AS 15-70 130 AZJ EUX9 SFI","1","0260","L","98477859","Ctrl UPM3 PWM Hybrid Super Seal not conf",1,"PC","Yes",""]
[99038529,"UPM3 FLEX AS 15-70 130 AZJ EUX9 SFI","1","0290","L","98441191","Front Foil, Hybrid",1,"PC","No",""]
[99038529,"UPM3 FLEX AS 15-70 130 AZJ EUX9 SFI","1","0515","L","591406","#OEM label blank  90x140",2.8000000000000001E-2,"PC","Yes","x"]
[99038529,"UPM3 FLEX AS 15-70 130 AZJ EUX9 SFI","1","0670","L","98373382","Cable cpl. Power UPM3 2000mm",1,"PC","No",""]
[99038529,"UPM3 FLEX AS 15-70 130 AZJ EUX9 SFI","1","0720","L","98692923","#Packaging cpl. half euro pallet 96 pcs.",2.8000000000000001E-2,"PC","Yes","x","emballage"]

{"sheet":"TYPE DE PALETTES","index":10,"n_rows":4,"n_cols":1,"rows_kept":4,"cut":false,"hidden":false,"merged":[]}
["PALETTE"]
["-"]
["NORMALE"]
["DEMI-PALETTE"]